## Calculations
Number of Generators | 1 | V / kRPM | RL[OHMS] | [6 empty] | Comstants
|  | 90 | 8 | [6 empty] | Calculated using fluent |  | V = 13 | V=10 | v=8 | v = 5 | v = 2 | v=15
Wind Speed[m/s] | 0 | 2 | 5 | 8 | 10 | 13 | 15 |  |  | Calculated by equation | 0.0019 | 11.4439 | -35.8193 | 2.6406 | 1.7117 | 0.69449
Velo. at end Directors [m/s] | 0 | 5.82 | 8.71 | 13.76 | 17.49 | 21.95 | 25.8 |  |  |  | 0.0038 | 10.608 | -28.5177 | 2.5371 | 1.6732 | 0.71095
Velo. Direc and 30deg base [m/s] | 0 | 9.4284 | 14.1102 | 22.2912 | 28.3338 | 35.559 | 41.796 |  | the factor 1.62 expected using Fluent |  | 0.0057 | 17.474 | -15.0289 | 4.1996 | 2.7662 | 1.1669
Diameter [m] | 1.1445 |  | Area | [7 empty] | 0.0076 | 22.4198 | -3.0094 | 5.4207 | 3.5785 | 1.5219
Hight [m] | 2 |  | 2.289 | [7 empty] | 0.0095 | 26.1745 | 5.9516 | 6.2835 | 4.1394 | 1.7578
Cm Average | 0 | 0.39375 | 0.85819 | 1.6279 | 3.1017 | 3.4989 | 3.95 |  |  |  | 0.0114 | 29.996 | 12.333 | 7.1243 | 4.6694 | 1.9602
L [N.m] | 0 | 28.0835 | 137.089 | 649.0032 | 1997.8211 | 3549.6138 | 5536.2973 |  |  |  | 0.0133 | 33.577 | 16.6584 | 7.8859 | 5.1445 | 2.1391
Efficiency of Rotation % | 0.8 | [9 empty] | 0.0152 | 35.6373 | 19.5188 | 8.3238 | 5.4196 | 2.2472
Ang. Velo. [Rad/Sec] | 0 | 13.1806 | 19.7256 | 31.1623 | 39.6097 | 49.7103 | 58.4294 |  |  |  | 0.0171 | 36.0203 | 21.2259 | 8.3668 | 5.4484 | 2.2645
Ang. Velo. [RPM] | 0 | 157.3363 | 235.4637 | 371.984 | 472.8198 | 593.3902 | 697.47 |  |  |  | 0.019 | 35.3271 | 21.9327 | 8.165 | 5.317 | 2.2184
Real Ang. Velo. [RPM] | 0 | 125.869 | 188.371 | 297.5872 | 378.2558 | 474.7121 | 557.976 |  |  |  | 0.0209 | 34.0217 | 21.8566 | 7.8471 | 5.1153 | 2.1479
Generator Speed [RPM] | 0 | 125.869 | 188.371 | 297.5872 | 378.2558 | 474.7121 | 557.976 |  |  |  | 0.0228 | 32.0666 | 21.1077 | 7.4066 | 4.8361 | 2.0491
Efficiency | 0.2 | [9 empty] | 0.0247 | 29.7742 | 19.7066 | 6.9074 | 4.5173 | 1.9325
Turbine Power [KW] | 0 | 0.074031 | 0.54083 | 4.0449 | 15.8266 | 35.2905 | 64.6965 |  |  |  | 0.0266 | 27.2871 | 17.8435 | 6.3994 | 4.2017 | 1.8198
Generator power [KW] | 0.011364 | 0.84613 | 2.0436 | 5.3833 | 8.8688 | 14.1725 | 19.7461 |  |  |  | 0.0285 | 24.8583 | 15.6621 | 5.9181 | 3.907 | 1.7164
Output Power [KW] | 0 | 0.074031 | 0.54083 | 4.0449 | 8.8688 | 14.1725 | 19.7461 |  |  |  | 0.0304 | 22.7338 | 13.3322 | 5.5131 | 3.6609 | 1.6315
Anaual Frequency of wind % | 0.02 | 0.02 | 0.03 | 0.05 | 0.09 | 0.7 | 0.09 | 1 |  |  | 0.0323 | 21.0333 | 11.1052 | 5.1936 | 3.4705 | 1.5666
Gen Power [KW] | 0 | 0.0014806 | 0.016225 | 0.20224 | 0.79819 | 9.9208 | 1.7771 |  |  |  | 0.0342 | 19.7526 | 9.1581 | 4.9446 | 3.3217 | 1.5188
Power [MWh/Month] | 7.876 | [10 empty] | 18.8038 | 7.6207 | 4.7565 | 3.2058 | 1.4779
[11 empty] | 0.0361 | 18.0322 | 6.4999 | 4.6118 | 3.1179 | 1.4418
[11 empty] | 0.038 | 17.2599 | 5.7222 | 4.4721 | 3.0347 | 1.4097
[11 empty] | 0.0399 | 16.395 | 5.2387 | 4.3211 | 2.9461 | 1.3778
[11 empty] | 0.0418 | 15.412 | 4.9977 | 4.1484 | 2.8436 | 1.3439
[11 empty] | 0.0437 | 14.2847 | 4.9516 | 3.9479 | 2.7283 | 1.307
[11 empty] | 0.0456 | 13.129 | 5.0246 | 3.7082 | 2.5866 | 1.2635
[11 empty] | 0.0475 | 12.1332 | 5.1253 | 3.443 | 2.422 | 1.2108
[11 empty] | 0.0494 | 11.4175 | 5.2069 | 3.1874 | 2.2507 | 1.1499
[11 empty] | 0.0513 | 11.0517 | 5.2412 | 2.9718 | 2.093 | 1.0844
[11 empty] | 0.0532 | 11.0393 | 5.223 | 2.8247 | 1.9689 | 1.0213
[11 empty] | 0.0551 | 11.2413 | 5.1763 | 2.7577 | 1.8926 | 0.96803
[11 empty] | 0.057 | 11.5329 | 5.1478 | 2.7623 | 1.8649 | 0.92884
[11 empty] | 0.0589 | 11.8041 | 5.1426 | 2.8214 | 1.8791 | 0.90611
[11 empty] | 0.0608 | 12.0494 | 5.1741 | 2.9051 | 1.9253 | 0.89889
[11 empty] | 0.0627 | 12.1841 | 5.234 | 2.994 | 1.983 | 0.90419
[11 empty] | 0.0646 | 12.1871 | 5.2954 | 3.064 | 2.0373 | 0.91785
[11 empty] | 0.0665 | 12.0558 | 5.3363 | 3.1002 | 2.0759 | 0.93459
[11 empty] | 0.0684 | 11.8136 | 5.3388 | 3.0957 | 2.0936 | 0.94922
[11 empty] | 0.0703 | 11.4553 | 5.2953 | 3.0549 | 2.0848 | 0.95871
[11 empty] | 0.0722 | 11.0143 | 5.2102 | 2.9855 | 2.0521 | 0.96116
[11 empty] | 0.0741 | 10.4935 | 5.1082 | 2.8946 | 2.0004 | 0.95573
[11 empty] | 0.076 | 9.865 | 4.9925 | 2.7855 | 1.9336 | 0.94185
[11 empty] | 0.0779 | 9.0989 | 4.855 | 2.6622 | 1.8556 | 0.91985
[11 empty] | 0.0798 | 8.1899 | 4.6921 | 2.5261 | 1.7706 | 0.89109
[11 empty] | 0.0817 | 7.1669 | 4.4942 | 2.3767 | 1.681 | 0.85728
[11 empty] | 0.0836 | 6.0645 | 4.2608 | 2.2106 | 1.5859 | 0.82015
[11 empty] | 0.0855 | 4.9195 | 3.9885 | 2.0274 | 1.486 | 0.78271
[11 empty] | 0.0874 | 3.7825 | 3.6782 | 1.8277 | 1.3782 | 0.7466
[11 empty] | 0.0893 | 2.6895 | 3.3397 | 1.6126 | 1.2608 | 0.71119
[11 empty] | 0.0912 | 1.6598 | 2.9732 | 1.3819 | 1.1325 | 0.67542
[11 empty] | 0.0931 | 0.70901 | 2.5809 | 1.141 | 0.99345 | 0.63811
[11 empty] | 0.095 | -0.1149 | 2.1835 | 0.89853 | 0.84576 | 0.59744
[11 empty] | 0.0969 | -0.75602 | 1.7935 | 0.66214 | 0.69477 | 0.55276
[11 empty] | 0.0988 | -1.1559 | 1.426 | 0.44581 | 0.54552 | 0.50456
[11 empty] | 0.1007 | -1.2688 | 1.0877 | 0.26087 | 0.40508 | 0.45367
[11 empty] | 0.1026 | -1.2133 | 0.79549 | 0.12 | 0.28281 | 0.4016
[11 empty] | 0.1045 | -1.0276 | 0.56296 | 0.021686 | 0.18454 | 0.34946
[11 empty] | 0.1064 | -0.69634 | 0.3929 | -0.026465 | 0.10954 | 0.29891
[11 empty] | 0.1083 | -0.40182 | 0.29971 | -0.02155 | 0.06331 | 0.25207
[11 empty] | 0.1102 | -0.15718 | 0.28878 | 0.027475 | 0.052851 | 0.21027
[11 empty] | 0.1121 | 0.085078 | 0.33883 | 0.093848 | 0.072757 | 0.17544
[11 empty] | 0.114 | 0.28154 | 0.42637 | 0.16119 | 0.10623 | 0.1502
[11 empty] | 0.1159 | 0.41839 | 0.53774 | 0.22958 | 0.14292 | 0.1348
[11 empty] | 0.1178 | 0.4953 | 0.65536 | 0.29964 | 0.18277 | 0.12799
[11 empty] | 0.1197 | 0.52124 | 0.76657 | 0.36163 | 0.22534 | 0.1268
[11 empty] | 0.1216 | 0.48517 | 0.86427 | 0.41011 | 0.26161 | 0.12683
[11 empty] | 0.1235 | 0.38738 | 0.94657 | 0.44537 | 0.29456 | 0.12794
[11 empty] | 0.1254 | 0.2332 | 1.0102 | 0.46899 | 0.32252 | 0.13155
[11 empty] | 0.1273 | 0.02783 | 1.0436 | 0.47952 | 0.3429 | 0.13488
[11 empty] | 0.1292 | -0.20445 | 1.0398 | 0.47932 | 0.35734 | 0.13895
[11 empty] | 0.1311 | -0.44817 | 1.0083 | 0.46978 | 0.36629 | 0.1432
[11 empty] | 0.133 | -0.69332 | 0.94536 | 0.44623 | 0.36939 | 0.14828
[11 empty] | 0.1349 | -0.91524 | 0.84862 | 0.40818 | 0.36582 | 0.1544
[11 empty] | 0.1368 | -1.0801 | 0.73394 | 0.35926 | 0.35581 | 0.16145
[11 empty] | 0.1387 | -1.1571 | 0.61007 | 0.30319 | 0.33948 | 0.16921
[11 empty] | 0.1406 | -1.1561 | 0.47966 | 0.24428 | 0.31622 | 0.17655
[11 empty] | 0.1425 | -1.0509 | 0.35213 | 0.19065 | 0.29031 | 0.18299
[11 empty] | 0.1444 | -0.83793 | 0.24052 | 0.14686 | 0.26484 | 0.18826
[11 empty] | 0.1463 | -0.52863 | 0.15094 | 0.11462 | 0.24144 | 0.19169
[11 empty] | 0.1482 | -0.16727 | 0.087491 | 0.094766 | 0.22105 | 0.19263
[11 empty] | 0.1501 | 0.20696 | 0.058125 | 0.089283 | 0.20432 | 0.19097
[11 empty] | 0.152 | 0.58174 | 0.062434 | 0.095149 | 0.18996 | 0.18681
[11 empty] | 0.1539 | 0.9453 | 0.092408 | 0.11219 | 0.18044 | 0.18062
[11 empty] | 0.1558 | 1.282 | 0.14488 | 0.14091 | 0.17734 | 0.17314
[11 empty] | 0.1577 | 1.5604 | 0.21017 | 0.17425 | 0.17784 | 0.16378
[11 empty] | 0.1596 | 1.7797 | 0.27893 | 0.2104 | 0.18283 | 0.15421
[11 empty] | 0.1615 | 1.9488 | 0.34816 | 0.24841 | 0.19182 | 0.14545
[11 empty] | 0.1634 | 2.0785 | 0.41456 | 0.28402 | 0.20194 | 0.1374
[11 empty] | 0.1653 | 2.1778 | 0.47226 | 0.31433 | 0.21292 | 0.12982
[11 empty] | 0.1672 | 2.2433 | 0.52162 | 0.33699 | 0.22401 | 0.12306
[11 empty] | 0.1691 | 2.2726 | 0.56447 | 0.35102 | 0.23508 | 0.11757
[11 empty] | 0.171 | 2.2659 | 0.59789 | 0.35803 | 0.24442 | 0.11403
[11 empty] | 0.1729 | 2.2304 | 0.61899 | 0.36171 | 0.25172 | 0.11238
[11 empty] | 0.1748 | 2.1634 | 0.63474 | 0.36331 | 0.25698 | 0.11225
[11 empty] | 0.1767 | 2.0644 | 0.6493 | 0.36423 | 0.26085 | 0.11367
[11 empty] | 0.1786 | 1.9408 | 0.66063 | 0.36288 | 0.26328 | 0.11606
[11 empty] | 0.1805 | 1.7952 | 0.67221 | 0.35925 | 0.26337 | 0.11889
[11 empty] | 0.1824 | 1.6384 | 0.68544 | 0.3531 | 0.26135 | 0.1221
[11 empty] | 0.1843 | 1.4807 | 0.69963 | 0.34301 | 0.25705 | 0.12535
[11 empty] | 0.1862 | 1.3217 | 0.71189 | 0.33051 | 0.25139 | 0.129
[11 empty] | 0.1881 | 1.1728 | 0.72206 | 0.31734 | 0.24379 | 0.13331
[11 empty] | 0.19 | 1.0459 | 0.73101 | 0.30224 | 0.23367 | 0.13772
[11 empty] | 0.1919 | 0.95895 | 0.73609 | 0.28577 | 0.22235 | 0.14241
[11 empty] | 0.1938 | 0.92066 | 0.73437 | 0.26867 | 0.2098 | 0.14684
[11 empty] | 0.1957 | 0.92717 | 0.72278 | 0.24889 | 0.19449 | 0.15013
[11 empty] | 0.1976 | 0.96035 | 0.6998 | 0.226 | 0.17521 | 0.15183
[11 empty] | 0.1995 | 1.0088 | 0.66626 | 0.19913 | 0.15166 | 0.15139
[11 empty] | 0.2014 | 1.0547 | 0.62442 | 0.16776 | 0.12394 | 0.14858
[11 empty] | 0.2033 | 1.092 | 0.57384 | 0.13244 | 0.093643 | 0.14333
[11 empty] | 0.2052 | 1.1203 | 0.51845 | 0.095156 | 0.061796 | 0.13549
[11 empty] | 0.2071 | 1.1377 | 0.46332 | 0.058499 | 0.029312 | 0.12568
[11 empty] | 0.209 | 1.1519 | 0.41001 | 0.02609 | -0.0024376 | 0.11446
[11 empty] | 0.2109 | 1.1792 | 0.35819 | 0.00040472 | -0.031617 | 0.10159
[11 empty] | 0.2128 | 1.2275 | 0.30877 | -0.017315 | -0.055988 | 0.087552
[11 empty] | 0.2147 | 1.3001 | 0.26462 | -0.025617 | -0.07421 | 0.073115
[11 empty] | 0.2166 | 1.4043 | 0.22963 | -0.022991 | -0.084851 | 0.058901
[11 empty] | 0.2185 | 1.5481 | 0.20503 | -0.0083544 | -0.086764 | 0.045394
[11 empty] | 0.2204 | 1.7337 | 0.19298 | 0.017256 | -0.079206 | 0.033106
[11 empty] | 0.2223 | 1.9509 | 0.19442 | 0.052073 | -0.06302 | 0.022658
[11 empty] | 0.2242 | 2.1899 | 0.21196 | 0.095262 | -0.038758 | 0.014997
[11 empty] | 0.2261 | 2.4407 | 0.24564 | 0.14518 | -0.0088004 | 0.010275
[11 empty] | 0.228 | 2.6833 | 0.29187 | 0.19731 | 0.022762 | 0.0070096
[11 empty] | 0.2299 | 2.909 | 0.34736 | 0.24796 | 0.05477 | 0.0047611
[11 empty] | 0.2318 | 3.1114 | 0.40824 | 0.29459 | 0.085407 | 0.0030372
[11 empty] | 0.2337 | 3.2814 | 0.4695 | 0.33489 | 0.11206 | 0.00087454
[11 empty] | 0.2356 | 3.4127 | 0.52719 | 0.36628 | 0.13362 | -0.0018083
[11 empty] | 0.2375 | 3.508 | 0.57843 | 0.39 | 0.15035 | -0.0048901
[11 empty] | 0.2394 | 3.5688 | 0.61986 | 0.40655 | 0.16356 | -0.0080657
[11 empty] | 0.2413 | 3.6036 | 0.64784 | 0.41706 | 0.17435 | -0.010822
[11 empty] | 0.2432 | 3.6226 | 0.66188 | 0.42343 | 0.18396 | -0.012587
[11 empty] | 0.2451 | 3.6353 | 0.66492 | 0.42608 | 0.19298 | -0.013085
[11 empty] | 0.247 | 3.6589 | 0.66208 | 0.42851 | 0.20308 | -0.011386
[11 empty] | 0.2489 | 3.6975 | 0.65788 | 0.43132 | 0.21446 | -0.007194
[11 empty] | 0.2508 | 3.7439 | 0.65701 | 0.43505 | 0.2269 | -0.00058012
[11 empty] | 0.2527 | 3.7957 | 0.66306 | 0.4406 | 0.24068 | 0.0084893
[11 empty] | 0.2546 | 3.8559 | 0.67712 | 0.44983 | 0.25601 | 0.0198
[11 empty] | 0.2565 | 3.9142 | 0.69761 | 0.46284 | 0.27133 | 0.033101
[11 empty] | 0.2584 | 3.966 | 0.72403 | 0.47685 | 0.28497 | 0.047227
[11 empty] | 0.2603 | 4.0135 | 0.75343 | 0.49022 | 0.29605 | 0.060538
[11 empty] | 0.2622 | 4.0543 | 0.78304 | 0.50145 | 0.30483 | 0.072505
[11 empty] | 0.2641 | 4.0893 | 0.8078 | 0.51059 | 0.31218 | 0.082946
[11 empty] | 0.266 | 4.1189 | 0.82546 | 0.51771 | 0.31719 | 0.091522
[11 empty] | 0.2679 | 4.1449 | 0.83706 | 0.52319 | 0.31944 | 0.098344
[11 empty] | 0.2698 | 4.1739 | 0.84351 | 0.52798 | 0.32055 | 0.10366
[11 empty] | 0.2717 | 4.2141 | 0.84501 | 0.533 | 0.32184 | 0.10759
[11 empty] | 0.2736 | 4.2689 | 0.84292 | 0.54135 | 0.3254 | 0.11062
[11 empty] | 0.2755 | 4.337 | 0.83983 | 0.55495 | 0.33261 | 0.11331
[11 empty] | 0.2774 | 4.4174 | 0.84309 | 0.57553 | 0.34382 | 0.11633
[11 empty] | 0.2793 | 4.5106 | 0.86051 | 0.60233 | 0.35883 | 0.11997
[11 empty] | 0.2812 | 4.609 | 0.8936 | 0.63541 | 0.37775 | 0.12464
[11 empty] | 0.2831 | 4.7001 | 0.9407 | 0.67462 | 0.40049 | 0.13029
[11 empty] | 0.285 | 4.7788 | 1.0029 | 0.71899 | 0.42643 | 0.13634
[11 empty] | 0.2869 | 4.8414 | 1.0774 | 0.7674 | 0.45426 | 0.14282
[11 empty] | 0.2888 | 4.8825 | 1.1586 | 0.8157 | 0.48261 | 0.1496
[11 empty] | 0.2907 | 4.9033 | 1.2389 | 0.86152 | 0.51091 | 0.15605
[11 empty] | 0.2926 | 4.9036 | 1.3124 | 0.90131 | 0.53815 | 0.16167
[11 empty] | 0.2945 | 4.8828 | 1.3754 | 0.93174 | 0.56278 | 0.16624
[11 empty] | 0.2964 | 4.8471 | 1.4236 | 0.95287 | 0.58438 | 0.16977
[11 empty] | 0.2983 | 4.804 | 1.4566 | 0.96204 | 0.60116 | 0.17203
[11 empty] | 0.3002 | 4.7633 | 1.4721 | 0.96219 | 0.61348 | 0.17348
[11 empty] | 0.3021 | 4.7381 | 1.4684 | 0.95774 | 0.62263 | 0.17477
[11 empty] | 0.304 | 4.7344 | 1.4441 | 0.9502 | 0.62944 | 0.1761
[11 empty] | 0.3059 | 4.7539 | 1.3998 | 0.94212 | 0.63476 | 0.17837
[11 empty] | 0.3078 | 4.7951 | 1.3413 | 0.93518 | 0.64055 | 0.18229
[11 empty] | 0.3097 | 4.8542 | 1.2762 | 0.93065 | 0.64761 | 0.18809
[11 empty] | 0.3116 | 4.9294 | 1.2145 | 0.92911 | 0.65578 | 0.19602
[11 empty] | 0.3135 | 5.0188 | 1.1609 | 0.92999 | 0.66444 | 0.20622
[11 empty] | 0.3154 | 5.1199 | 1.1167 | 0.93188 | 0.67381 | 0.21819
[11 empty] | 0.3173 | 5.2311 | 1.0832 | 0.93461 | 0.68324 | 0.23104
[11 empty] | 0.3192 | 5.3448 | 1.0589 | 0.93712 | 0.69293 | 0.24403
[11 empty] | 0.3211 | 5.4602 | 1.0404 | 0.93704 | 0.70246 | 0.2564
[11 empty] | 0.323 | 5.5798 | 1.0229 | 0.93285 | 0.71039 | 0.26755
[11 empty] | 0.3249 | 5.7031 | 1.0032 | 0.92495 | 0.71568 | 0.27729
[11 empty] | 0.3268 | 5.832 | 0.97957 | 0.91464 | 0.71854 | 0.28554
[11 empty] | 0.3287 | 5.9661 | 0.95314 | 0.90168 | 0.71809 | 0.29187
[11 empty] | 0.3306 | 6.1074 | 0.9233 | 0.88602 | 0.71377 | 0.29625
[11 empty] | 0.3325 | 6.2601 | 0.88999 | 0.86946 | 0.70722 | 0.29948
[11 empty] | 0.3344 | 6.4206 | 0.85311 | 0.85285 | 0.69859 | 0.30196
[11 empty] | 0.3363 | 6.5819 | 0.8125 | 0.83758 | 0.68933 | 0.30428
[11 empty] | 0.3382 | 6.7446 | 0.7699 | 0.8241 | 0.6808 | 0.30695
[11 empty] | 0.3401 | 6.9048 | 0.73055 | 0.81254 | 0.6729 | 0.31033
[11 empty] | 0.342 | 7.0569 | 0.69977 | 0.80319 | 0.6659 | 0.31468
[11 empty] | 0.3439 | 7.2032 | 0.68045 | 0.7954 | 0.65992 | 0.32022
[11 empty] | 0.3458 | 7.3444 | 0.67191 | 0.78837 | 0.65364 | 0.32678
[11 empty] | 0.3477 | 7.4917 | 0.67369 | 0.78205 | 0.64639 | 0.33358
[11 empty] | 0.3496 | 7.6439 | 0.68435 | 0.7762 | 0.63849 | 0.34017
[11 empty] | 0.3515 | 7.7961 | 0.70018 | 0.7702 | 0.63063 | 0.34633
[11 empty] | 0.3534 | 7.9489 | 0.71886 | 0.76328 | 0.62231 | 0.35159
[11 empty] | 0.3553 | 8.0972 | 0.73737 | 0.75463 | 0.61323 | 0.35588
[11 empty] | 0.3572 | 8.2402 | 0.75165 | 0.74478 | 0.604 | 0.35916
[11 empty] | 0.3591 | 8.379 | 0.7591 | 0.73351 | 0.59446 | 0.36106
[11 empty] | 0.361 | 8.5136 | 0.75868 | 0.72085 | 0.5847 | 0.36106
[11 empty] | 0.3629 | 8.6458 | 0.74958 | 0.70839 | 0.57578 | 0.35966
[11 empty] | 0.3648 | 8.7705 | 0.73328 | 0.69695 | 0.56846 | 0.35738
[11 empty] | 0.3667 | 8.8812 | 0.70977 | 0.68667 | 0.56331 | 0.35461
[11 empty] | 0.3686 | 8.972 | 0.68104 | 0.67765 | 0.56041 | 0.35163
[11 empty] | 0.3705 | 9.0323 | 0.65096 | 0.66975 | 0.55959 | 0.3489
[11 empty] | 0.3724 | 9.0557 | 0.62447 | 0.66294 | 0.56057 | 0.34663
[11 empty] | 0.3743 | 9.0471 | 0.60712 | 0.65737 | 0.56324 | 0.34502
[11 empty] | 0.3762 | 9.0073 | 0.5996 | 0.65311 | 0.56724 | 0.34415
[11 empty] | 0.3781 | 8.9408 | 0.59987 | 0.65053 | 0.57194 | 0.34354
[11 empty] | 0.38 | 8.8541 | 0.6088 | 0.64995 | 0.57698 | 0.34274
[11 empty] | 0.3819 | 8.7474 | 0.62719 | 0.65151 | 0.58218 | 0.34177
[11 empty] | 0.3838 | 8.6214 | 0.65314 | 0.6543 | 0.58716 | 0.3405
[11 empty] | 0.3857 | 8.4735 | 0.68298 | 0.65749 | 0.59155 | 0.3389
[11 empty] | 0.3876 | 8.3033 | 0.71393 | 0.66066 | 0.59542 | 0.33699
[11 empty] | 0.3895 | 8.1122 | 0.74282 | 0.66404 | 0.59875 | 0.33463
[11 empty] | 0.3914 | 7.8999 | 0.76708 | 0.66698 | 0.60119 | 0.33148
[11 empty] | 0.3933 | 7.6688 | 0.78539 | 0.67019 | 0.60362 | 0.32825
[11 empty] | 0.3952 | 7.4203 | 0.79812 | 0.67448 | 0.60702 | 0.32536
[11 empty] | 0.3971 | 7.1475 | 0.80612 | 0.67927 | 0.61079 | 0.32261
[11 empty] | 0.399 | 6.8436 | 0.80898 | 0.68452 | 0.61515 | 0.32048
[11 empty] | 0.4009 | 6.5062 | 0.80772 | 0.68984 | 0.61999 | 0.31941
[11 empty] | 0.4028 | 6.1293 | 0.80312 | 0.69438 | 0.62475 | 0.31962
[11 empty] | 0.4047 | 5.7192 | 0.7985 | 0.69792 | 0.62954 | 0.32095
[11 empty] | 0.4066 | 5.2808 | 0.79706 | 0.70064 | 0.63456 | 0.32355
[11 empty] | 0.4085 | 4.8228 | 0.801 | 0.70276 | 0.63955 | 0.32705
[11 empty] | 0.4104 | 4.3575 | 0.81235 | 0.70443 | 0.64431 | 0.33116
[11 empty] | 0.4123 | 3.8967 | 0.83005 | 0.70624 | 0.64892 | 0.33559
[11 empty] | 0.4142 | 3.4385 | 0.85564 | 0.70799 | 0.6533 | 0.33976
[11 empty] | 0.4161 | 2.9767 | 0.889 | 0.70882 | 0.65763 | 0.34314
[11 empty] | 0.418 | 2.5059 | 0.92848 | 0.70836 | 0.66165 | 0.34557
[11 empty] | 0.4199 | 2.0279 | 0.97167 | 0.70686 | 0.66552 | 0.34711
[11 empty] | 0.4218 | 1.55 | 1.0163 | 0.70391 | 0.669 | 0.34781
[11 empty] | 0.4237 | 1.0764 | 1.0588 | 0.69925 | 0.67205 | 0.34785
[11 empty] | 0.4256 | 0.6155 | 1.0979 | 0.69409 | 0.67545 | 0.34749
[11 empty] | 0.4275 | 0.17569 | 1.1305 | 0.68932 | 0.67969 | 0.34686
[11 empty] | 0.4294 | -0.24082 | 1.155 | 0.6854 | 0.68503 | 0.3461
[11 empty] | 0.4313 | -0.63447 | 1.1711 | 0.6834 | 0.69289 | 0.34603
[11 empty] | 0.4332 | -1.0075 | 1.1825 | 0.6829 | 0.70266 | 0.3469
[11 empty] | 0.4351 | -1.3516 | 1.1926 | 0.68396 | 0.71383 | 0.34882
[11 empty] | 0.437 | -1.6583 | 1.2045 | 0.68675 | 0.72643 | 0.35193
[11 empty] | 0.4389 | -1.9208 | 1.22 | 0.69091 | 0.74032 | 0.35605
[11 empty] | 0.4408 | -2.1284 | 1.2393 | 0.69666 | 0.75533 | 0.36077
[11 empty] | 0.4427 | -2.2797 | 1.2641 | 0.70443 | 0.77137 | 0.36596
[11 empty] | 0.4446 | -2.3853 | 1.2965 | 0.71376 | 0.78804 | 0.37134
[11 empty] | 0.4465 | -2.4625 | 1.3363 | 0.72314 | 0.80507 | 0.37627
[11 empty] | 0.4484 | -2.5306 | 1.3843 | 0.73136 | 0.82225 | 0.38041
[11 empty] | 0.4503 | -2.6008 | 1.4379 | 0.73817 | 0.83959 | 0.38377
[11 empty] | 0.4522 | -2.6756 | 1.4937 | 0.74285 | 0.85695 | 0.38627
[11 empty] | 0.4541 | -2.7567 | 1.5471 | 0.74465 | 0.87364 | 0.38793
[11 empty] | 0.456 | -2.8407 | 1.5937 | 0.74413 | 0.88989 | 0.38911
[11 empty] | 0.4579 | -2.9279 | 1.6344 | 0.74172 | 0.90563 | 0.39005
[11 empty] | 0.4598 | -3.0039 | 1.6691 | 0.73765 | 0.92019 | 0.39076
[11 empty] | 0.4617 | -3.0533 | 1.6951 | 0.73331 | 0.93418 | 0.39161
[11 empty] | 0.4636 | -3.0668 | 1.7125 | 0.72919 | 0.94731 | 0.3929
[11 empty] | 0.4655 | -3.0287 | 1.7239 | 0.72528 | 0.95867 | 0.39493
[11 empty] | 0.4674 | -2.94 | 1.7341 | 0.72253 | 0.9696 | 0.39822
[11 empty] | 0.4693 | -2.8103 | 1.7464 | 0.7212 | 0.97985 | 0.40273
[11 empty] | 0.4712 | -2.6386 | 1.7614 | 0.72131 | 0.98894 | 0.40797
[11 empty] | 0.4731 | -2.4316 | 1.7832 | 0.72335 | 0.9977 | 0.41352
[11 empty] | 0.475 | -2.1999 | 1.8117 | 0.7271 | 1.0063 | 0.4194
[11 empty] | 0.4769 | -1.9514 | 1.8491 | 0.73103 | 1.0144 | 0.42548
[11 empty] | 0.4788 | -1.71 | 1.8954 | 0.73382 | 1.0221 | 0.43171
[11 empty] | 0.4807 | -1.4921 | 1.9474 | 0.73613 | 1.0296 | 0.43816
[11 empty] | 0.4826 | -1.3046 | 2.0033 | 0.73793 | 1.0374 | 0.4449
[11 empty] | 0.4845 | -1.1577 | 2.0586 | 0.7381 | 1.0449 | 0.45188
[11 empty] | 0.4864 | -1.0484 | 2.1089 | 0.73618 | 1.0518 | 0.4595
[11 empty] | 0.4883 | -0.96578 | 2.1539 | 0.73242 | 1.0579 | 0.46802
[11 empty] | 0.4902 | -0.89801 | 2.192 | 0.72703 | 1.0621 | 0.47719
[11 empty] | 0.4921 | -0.83079 | 2.2195 | 0.72075 | 1.064 | 0.48712
[11 empty] | 0.494 | -0.74882 | 2.2367 | 0.71451 | 1.0641 | 0.49823
[11 empty] | 0.4959 | -0.6315 | 2.2456 | 0.70866 | 1.0608 | 0.50998
[11 empty] | 0.4978 | -0.47616 | 2.246 | 0.70406 | 1.0549 | 0.52245
[11 empty] | 0.4997 | -0.2887 | 2.2416 | 0.7012 | 1.0473 | 0.53613
[11 empty] | 0.5016 | -0.061831 | 2.2389 | 0.6995 | 1.0377 | 0.55102
[11 empty] | 0.5035 | 0.19905 | 2.2418 | 0.69944 | 1.0266 | 0.56691
[11 empty] | 0.5054 | 0.47687 | 2.2524 | 0.70194 | 1.0144 | 0.58342
[11 empty] | 0.5073 | 0.74839 | 2.2714 | 0.70607 | 1.001 | 0.60037
[11 empty] | 0.5092 | 0.99514 | 2.3003 | 0.70947 | 0.98664 | 0.61749
[11 empty] | 0.5111 | 1.2155 | 2.3371 | 0.7096 | 0.97095 | 0.63449
[11 empty] | 0.513 | 1.4043 | 2.3787 | 0.70592 | 0.95423 | 0.65142
[11 empty] | 0.5149 | 1.5585 | 2.4205 | 0.6984 | 0.93655 | 0.6682
[11 empty] | 0.5168 | 1.6755 | 2.4577 | 0.68703 | 0.91828 | 0.68492
[11 empty] | 0.5187 | 1.7499 | 2.4881 | 0.6729 | 0.89997 | 0.70192
[11 empty] | 0.5206 | 1.7949 | 2.5108 | 0.65681 | 0.88077 | 0.71873
[11 empty] | 0.5225 | 1.8282 | 2.5203 | 0.63858 | 0.85965 | 0.73456
[11 empty] | 0.5244 | 1.8575 | 2.514 | 0.61922 | 0.8366 | 0.74973
[11 empty] | 0.5263 | 1.8909 | 2.4929 | 0.60058 | 0.8111 | 0.76385
[11 empty] | 0.5282 | 1.9327 | 2.4605 | 0.58418 | 0.78339 | 0.77682
[11 empty] | 0.5301 | 1.9781 | 2.423 | 0.57093 | 0.75475 | 0.78977
[11 empty] | 0.532 | 2.0221 | 2.3885 | 0.56181 | 0.72534 | 0.80292
[11 empty] | 0.5339 | 2.0575 | 2.365 | 0.55781 | 0.69525 | 0.81627
[11 empty] | 0.5358 | 2.0757 | 2.3514 | 0.55946 | 0.66474 | 0.83011
[11 empty] | 0.5377 | 2.0832 | 2.3506 | 0.5668 | 0.63368 | 0.84439
[11 empty] | 0.5396 | 2.0871 | 2.3565 | 0.57781 | 0.60128 | 0.8589
[11 empty] | 0.5415 | 2.0854 | 2.366 | 0.58878 | 0.56696 | 0.87313
[11 empty] | 0.5434 | 2.0711 | 2.379 | 0.59841 | 0.53085 | 0.88677
[11 empty] | 0.5453 | 2.032 | 2.3963 | 0.60671 | 0.49367 | 0.89962
[11 empty] | 0.5472 | 1.9471 | 2.4155 | 0.6129 | 0.45589 | 0.91167
[11 empty] | 0.5491 | 1.8123 | 2.4356 | 0.61645 | 0.41838 | 0.92295
[11 empty] | 0.551 | 1.6321 | 2.4531 | 0.6178 | 0.38201 | 0.93338
[11 empty] | 0.5529 | 1.4247 | 2.4627 | 0.61655 | 0.34668 | 0.94216
[11 empty] | 0.5548 | 1.2176 | 2.4606 | 0.61371 | 0.31221 | 0.94902
[11 empty] | 0.5567 | 1.0156 | 2.4442 | 0.60997 | 0.27817 | 0.95388
[11 empty] | 0.5586 | 0.82569 | 2.4182 | 0.60633 | 0.24397 | 0.95567
[11 empty] | 0.5605 | 0.65009 | 2.3819 | 0.60406 | 0.21086 | 0.95545
[11 empty] | 0.5624 | 0.48244 | 2.3406 | 0.60382 | 0.1798 | 0.95412
[11 empty] | 0.5643 | 0.31783 | 2.3065 | 0.60642 | 0.15087 | 0.95142
[11 empty] | 0.5662 | 0.16308 | 2.2886 | 0.61164 | 0.12424 | 0.94766
[11 empty] | 0.5681 | 0.034286 | 2.2816 | 0.61978 | 0.099816 | 0.9435
[11 empty] | 0.57 | -0.048419 | 2.287 | 0.63059 | 0.076675 | 0.94002
[11 empty] | 0.5719 | -0.084541 | 2.2996 | 0.64208 | 0.054301 | 0.93694
[11 empty] | 0.5738 | -0.074628 | 2.3146 | 0.65191 | 0.031618 | 0.93356
[11 empty] | 0.5757 | -0.027547 | 2.3315 | 0.65968 | 0.0084756 | 0.92952
[11 empty] | 0.5776 | 0.050897 | 2.3488 | 0.66585 | -0.014632 | 0.92485
[11 empty] | 0.5795 | 0.15688 | 2.3673 | 0.66965 | -0.036915 | 0.91916
[11 empty] | 0.5814 | 0.27427 | 2.3834 | 0.67086 | -0.057282 | 0.91234
[11 empty] | 0.5833 | 0.40739 | 2.3937 | 0.67007 | -0.075866 | 0.90371
[11 empty] | 0.5852 | 0.56966 | 2.3913 | 0.66877 | -0.093051 | 0.89254
[11 empty] | 0.5871 | 0.74879 | 2.3725 | 0.66713 | -0.10943 | 0.87901
[11 empty] | 0.589 | 0.94191 | 2.3376 | 0.66567 | -0.12496 | 0.86177
[11 empty] | 0.5909 | 1.1443 | 2.2893 | 0.66555 | -0.1389 | 0.84089
[11 empty] | 0.5928 | 1.3531 | 2.2309 | 0.66692 | -0.15055 | 0.81756
[11 empty] | 0.5947 | 1.5485 | 2.1687 | 0.67015 | -0.15929 | 0.79148
[11 empty] | 0.5966 | 1.7252 | 2.1162 | 0.67401 | -0.1646 | 0.76346
[11 empty] | 0.5985 | 1.8714 | 2.0773 | 0.67806 | -0.16697 | 0.73464
[11 empty] | 0.6004 | 1.9952 | 2.0499 | 0.68376 | -0.16686 | 0.70702
[11 empty] | 0.6023 | 2.1152 | 2.0304 | 0.6905 | -0.16547 | 0.6808
[11 empty] | 0.6042 | 2.2441 | 2.0116 | 0.69628 | -0.16435 | 0.65499
[11 empty] | 0.6061 | 2.3816 | 1.9961 | 0.70014 | -0.16381 | 0.62951
[11 empty] | 0.608 | 2.5225 | 1.986 | 0.70278 | -0.16346 | 0.60449
[11 empty] | 0.6099 | 2.6627 | 1.9805 | 0.70349 | -0.16328 | 0.58021
[11 empty] | 0.6118 | 2.8068 | 1.9763 | 0.7015 | -0.16305 | 0.55665
[11 empty] | 0.6137 | 2.9589 | 1.9729 | 0.69812 | -0.16303 | 0.53327
[11 empty] | 0.6156 | 3.119 | 1.9652 | 0.69479 | -0.16267 | 0.50938
[11 empty] | 0.6175 | 3.2901 | 1.9477 | 0.69324 | -0.16124 | 0.48429
[11 empty] | 0.6194 | 3.4736 | 1.9191 | 0.69734 | -0.15934 | 0.4573
[11 empty] | 0.6213 | 3.6664 | 1.8811 | 0.70944 | -0.15694 | 0.42787
[11 empty] | 0.6232 | 3.8501 | 1.8374 | 0.72862 | -0.15334 | 0.39687
[11 empty] | 0.6251 | 4.0281 | 1.7931 | 0.75285 | -0.14772 | 0.36534
[11 empty] | 0.627 | 4.1923 | 1.7515 | 0.78021 | -0.13967 | 0.33402
[11 empty] | 0.6289 | 4.3369 | 1.7175 | 0.80765 | -0.12934 | 0.30412
[11 empty] | 0.6308 | 4.466 | 1.6922 | 0.83275 | -0.11703 | 0.27581
[11 empty] | 0.6327 | 4.5942 | 1.6769 | 0.85363 | -0.10356 | 0.25032
[11 empty] | 0.6346 | 4.7275 | 1.6612 | 0.86784 | -0.090066 | 0.22816
[11 empty] | 0.6365 | 4.87 | 1.6443 | 0.87327 | -0.077607 | 0.20926
[11 empty] | 0.6384 | 5.017 | 1.6256 | 0.86974 | -0.065853 | 0.1933
[11 empty] | 0.6403 | 5.1633 | 1.6047 | 0.85712 | -0.054779 | 0.17995
[11 empty] | 0.6422 | 5.3044 | 1.5853 | 0.83546 | -0.044121 | 0.16876
[11 empty] | 0.6441 | 5.4225 | 1.5647 | 0.80808 | -0.032871 | 0.15926
[11 empty] | 0.646 | 5.5135 | 1.5418 | 0.7767 | -0.020028 | 0.15104
[11 empty] | 0.6479 | 5.5837 | 1.5083 | 0.74768 | -0.0047435 | 0.14408
[11 empty] | 0.6498 | 5.6427 | 1.4631 | 0.72497 | 0.013218 | 0.13753
[11 empty] | 0.6517 | 5.6909 | 1.4122 | 0.71278 | 0.03409 | 0.13018
[11 empty] | 0.6536 | 5.7252 | 1.3569 | 0.71017 | 0.057887 | 0.1217
[11 empty] | 0.6555 | 5.7507 | 1.3005 | 0.71509 | 0.084479 | 0.11252
[11 empty] | 0.6574 | 5.7739 | 1.2467 | 0.72393 | 0.1134 | 0.10205
[11 empty] | 0.6593 | 5.8047 | 1.2009 | 0.73192 | 0.14389 | 0.090799
[11 empty] | 0.6612 | 5.8361 | 1.1645 | 0.73858 | 0.17482 | 0.07914
[11 empty] | 0.6631 | 5.8686 | 1.1322 | 0.74234 | 0.20516 | 0.067809
[11 empty] | 0.665 | 5.9018 | 1.0974 | 0.74137 | 0.23309 | 0.057896
[11 empty] | 0.6669 | 5.9521 | 1.0616 | 0.73443 | 0.25699 | 0.049621
[11 empty] | 0.6688 | 6.0087 | 1.0284 | 0.71864 | 0.2766 | 0.042614
[11 empty] | 0.6707 | 6.0551 | 0.99259 | 0.69249 | 0.29257 | 0.036838
[11 empty] | 0.6726 | 6.0945 | 0.95505 | 0.6568 | 0.30492 | 0.03238
[11 empty] | 0.6745 | 6.133 | 0.92237 | 0.61403 | 0.31358 | 0.029585
[11 empty] | 0.6764 | 6.1599 | 0.89941 | 0.5678 | 0.31906 | 0.028676
[11 empty] | 0.6783 | 6.1698 | 0.88045 | 0.52443 | 0.3238 | 0.029488
[11 empty] | 0.6802 | 6.1671 | 0.85747 | 0.48949 | 0.33 | 0.031362
[11 empty] | 0.6821 | 6.1531 | 0.83322 | 0.46549 | 0.33724 | 0.032765
[11 empty] | 0.684 | 6.1431 | 0.80736 | 0.45179 | 0.34591 | 0.033151
[11 empty] | 0.6859 | 6.1324 | 0.78203 | 0.44829 | 0.35569 | 0.033326
[11 empty] | 0.6878 | 6.1194 | 0.76381 | 0.45292 | 0.36597 | 0.033149
[11 empty] | 0.6897 | 6.113 | 0.75886 | 0.46287 | 0.37682 | 0.032357
[11 empty] | 0.6916 | 6.1109 | 0.76783 | 0.47318 | 0.38725 | 0.031417
[11 empty] | 0.6935 | 6.1179 | 0.78531 | 0.48344 | 0.39646 | 0.030557
[11 empty] | 0.6954 | 6.1337 | 0.81421 | 0.49221 | 0.40308 | 0.030388
[11 empty] | 0.6973 | 6.1478 | 0.85061 | 0.50046 | 0.40633 | 0.031184
[11 empty] | 0.6992 | 6.1423 | 0.89046 | 0.50552 | 0.40542 | 0.032824
[11 empty] | 0.7011 | 6.1074 | 0.93386 | 0.50337 | 0.40126 | 0.035206
[11 empty] | 0.703 | 6.0468 | 0.97353 | 0.49352 | 0.39456 | 0.038494
[11 empty] | 0.7049 | 5.9654 | 1.0126 | 0.47787 | 0.3849 | 0.043034
[11 empty] | 0.7068 | 5.8729 | 1.0536 | 0.4598 | 0.37314 | 0.04837
[11 empty] | 0.7087 | 5.777 | 1.0951 | 0.44156 | 0.36078 | 0.054081
[11 empty] | 0.7106 | 5.6882 | 1.1328 | 0.42554 | 0.3508 | 0.060454
[11 empty] | 0.7125 | 5.614 | 1.1675 | 0.41466 | 0.34426 | 0.066773
[11 empty] | 0.7144 | 5.5571 | 1.1976 | 0.41069 | 0.34154 | 0.072234
[11 empty] | 0.7163 | 5.5164 | 1.221 | 0.41381 | 0.34217 | 0.076793
[11 empty] | 0.7182 | 5.4929 | 1.2401 | 0.42168 | 0.3453 | 0.080713
[11 empty] | 0.7201 | 5.4848 | 1.2652 | 0.43316 | 0.35054 | 0.083822
[11 empty] | 0.722 | 5.4889 | 1.3007 | 0.44872 | 0.3569 | 0.086367
[11 empty] | 0.7239 | 5.4962 | 1.3489 | 0.46652 | 0.36252 | 0.089246
[11 empty] | 0.7258 | 5.4991 | 1.4129 | 0.48706 | 0.36615 | 0.092735
[11 empty] | 0.7277 | 5.494 | 1.4845 | 0.51098 | 0.36674 | 0.096924
[11 empty] | 0.7296 | 5.4754 | 1.5609 | 0.53537 | 0.36259 | 0.10159
[11 empty] | 0.7315 | 5.4347 | 1.6412 | 0.55738 | 0.35343 | 0.10665
[11 empty] | 0.7334 | 5.3744 | 1.7235 | 0.57303 | 0.33971 | 0.11242
[11 empty] | 0.7353 | 5.3117 | 1.8041 | 0.57956 | 0.3216 | 0.11934
[11 empty] | 0.7372 | 5.2617 | 1.8855 | 0.57888 | 0.3004 | 0.12695
[11 empty] | 0.7391 | 5.2259 | 1.9641 | 0.57407 | 0.27835 | 0.13471
[11 empty] | 0.741 | 5.199 | 2.0334 | 0.56808 | 0.25754 | 0.14342
[11 empty] | 0.7429 | 5.1872 | 2.0881 | 0.56316 | 0.24052 | 0.15324
[11 empty] | 0.7448 | 5.188 | 2.1212 | 0.56071 | 0.22847 | 0.16363
[11 empty] | 0.7467 | 5.1959 | 2.1343 | 0.5621 | 0.22121 | 0.17425
[11 empty] | 0.7486 | 5.2189 | 2.1334 | 0.56776 | 0.21801 | 0.18506
[11 empty] | 0.7505 | 5.2566 | 2.1274 | 0.57954 | 0.21842 | 0.19557
[11 empty] | 0.7524 | 5.3039 | 2.1295 | 0.59383 | 0.22084 | 0.20562
[11 empty] | 0.7543 | 5.3532 | 2.1535 | 0.6109 | 0.22295 | 0.21581
[11 empty] | 0.7562 | 5.3946 | 2.198 | 0.63068 | 0.22419 | 0.22639
[11 empty] | 0.7581 | 5.4252 | 2.2621 | 0.65202 | 0.22426 | 0.23729
[11 empty] | 0.76 | 5.4387 | 2.3389 | 0.67366 | 0.22306 | 0.24848
[11 empty] | 0.7619 | 5.4255 | 2.4217 | 0.69338 | 0.2208 | 0.25948
[11 empty] | 0.7638 | 5.3845 | 2.5045 | 0.7088 | 0.2179 | 0.27003
[11 empty] | 0.7657 | 5.3201 | 2.5832 | 0.71777 | 0.21424 | 0.27984
[11 empty] | 0.7676 | 5.2373 | 2.6624 | 0.71998 | 0.20998 | 0.2885
[11 empty] | 0.7695 | 5.1457 | 2.7398 | 0.71663 | 0.20578 | 0.29533
[11 empty] | 0.7714 | 5.0521 | 2.8077 | 0.71032 | 0.2031 | 0.30073
[11 empty] | 0.7733 | 4.9621 | 2.8571 | 0.7036 | 0.20373 | 0.30563
[11 empty] | 0.7752 | 4.8821 | 2.8899 | 0.69792 | 0.20792 | 0.30952
[11 empty] | 0.7771 | 4.8066 | 2.908 | 0.69426 | 0.21612 | 0.31177
[11 empty] | 0.779 | 4.7329 | 2.9119 | 0.69401 | 0.22856 | 0.31261
[11 empty] | 0.7809 | 4.6644 | 2.9063 | 0.69843 | 0.24419 | 0.3121
[11 empty] | 0.7828 | 4.5994 | 2.8966 | 0.71115 | 0.26279 | 0.3102
[11 empty] | 0.7847 | 4.5291 | 2.8926 | 0.73126 | 0.28142 | 0.30774
[11 empty] | 0.7866 | 4.4471 | 2.899 | 0.75543 | 0.2975 | 0.30544
[11 empty] | 0.7885 | 4.3534 | 2.9186 | 0.78518 | 0.31074 | 0.30379
[11 empty] | 0.7904 | 4.2545 | 2.9515 | 0.82037 | 0.32141 | 0.30295
[11 empty] | 0.7923 | 4.154 | 2.9897 | 0.85842 | 0.32917 | 0.30316
[11 empty] | 0.7942 | 4.0488 | 3.038 | 0.89845 | 0.33385 | 0.30451
[11 empty] | 0.7961 | 3.9405 | 3.0893 | 0.93945 | 0.33469 | 0.30673
[11 empty] | 0.798 | 3.8304 | 3.1413 | 0.97964 | 0.33135 | 0.30957
[11 empty] | 0.7999 | 3.722 | 3.1984 | 1.0178 | 0.32578 | 0.31232
[11 empty] | 0.8018 | 3.6182 | 3.2575 | 1.0534 | 0.31946 | 0.31433
[11 empty] | 0.8037 | 3.5229 | 3.3086 | 1.086 | 0.31413 | 0.31652
[11 empty] | 0.8056 | 3.4427 | 3.3427 | 1.1166 | 0.3115 | 0.31893
[11 empty] | 0.8075 | 3.3769 | 3.362 | 1.1468 | 0.31268 | 0.32068
[11 empty] | 0.8094 | 3.3228 | 3.3681 | 1.1777 | 0.31864 | 0.3214
[11 empty] | 0.8113 | 3.2845 | 3.3599 | 1.2093 | 0.33036 | 0.32131
[11 empty] | 0.8132 | 3.2611 | 3.3434 | 1.2432 | 0.34815 | 0.31996
[11 empty] | 0.8151 | 3.2525 | 3.3287 | 1.2791 | 0.37051 | 0.31773
[11 empty] | 0.817 | 3.2552 | 3.3237 | 1.3131 | 0.39435 | 0.31541
[11 empty] | 0.8189 | 3.2666 | 3.333 | 1.344 | 0.41757 | 0.31301
[11 empty] | 0.8208 | 3.2829 | 3.3645 | 1.3732 | 0.43966 | 0.31087
[11 empty] | 0.8227 | 3.3058 | 3.4165 | 1.4014 | 0.4601 | 0.30935
[11 empty] | 0.8246 | 3.3314 | 3.4802 | 1.4307 | 0.47814 | 0.30826
[11 empty] | 0.8265 | 3.358 | 3.5468 | 1.4589 | 0.49323 | 0.30766
[11 empty] | 0.8284 | 3.3787 | 3.6081 | 1.483 | 0.50422 | 0.3078
[11 empty] | 0.8303 | 3.3896 | 3.662 | 1.5016 | 0.51044 | 0.30843
[11 empty] | 0.8322 | 3.3883 | 3.7054 | 1.5144 | 0.51271 | 0.309
[11 empty] | 0.8341 | 3.377 | 3.7317 | 1.5211 | 0.51236 | 0.30969
[11 empty] | 0.836 | 3.3615 | 3.7381 | 1.5241 | 0.51204 | 0.31049
[11 empty] | 0.8379 | 3.3409 | 3.7261 | 1.528 | 0.51272 | 0.31092
[11 empty] | 0.8398 | 3.3096 | 3.7045 | 1.5367 | 0.51568 | 0.3104
[11 empty] | 0.8417 | 3.2702 | 3.6758 | 1.553 | 0.52294 | 0.30891
[11 empty] | 0.8436 | 3.2265 | 3.648 | 1.5753 | 0.53434 | 0.3064
[11 empty] | 0.8455 | 3.1803 | 3.6232 | 1.6029 | 0.54941 | 0.30287
[11 empty] | 0.8474 | 3.1309 | 3.6114 | 1.6325 | 0.56577 | 0.29851
[11 empty] | 0.8493 | 3.0784 | 3.6186 | 1.6609 | 0.5816 | 0.29384
[11 empty] | 0.8512 | 3.0223 | 3.6499 | 1.6872 | 0.597 | 0.28936
[11 empty] | 0.8531 | 2.9679 | 3.6994 | 1.711 | 0.61167 | 0.28536
[11 empty] | 0.855 | 2.9218 | 3.756 | 1.7338 | 0.62461 | 0.28196
[11 empty] | 0.8569 | 2.8932 | 3.81 | 1.7562 | 0.636 | 0.27949
[11 empty] | 0.8588 | 2.8821 | 3.8564 | 1.7759 | 0.64538 | 0.2782
[11 empty] | 0.8607 | 2.887 | 3.8916 | 1.7906 | 0.65199 | 0.27814
[11 empty] | 0.8626 | 2.9053 | 3.9131 | 1.7997 | 0.65612 | 0.27869
[11 empty] | 0.8645 | 2.9289 | 3.9221 | 1.8054 | 0.65866 | 0.27943
[11 empty] | 0.8664 | 2.9511 | 3.9193 | 1.8089 | 0.6615 | 0.2806
[11 empty] | 0.8683 | 2.9701 | 3.906 | 1.8103 | 0.66815 | 0.28223
[11 empty] | 0.8702 | 2.9811 | 3.8817 | 1.8115 | 0.67953 | 0.28389
[11 empty] | 0.8721 | 2.98 | 3.8463 | 1.8157 | 0.69587 | 0.2852
[11 empty] | 0.874 | 2.9693 | 3.8065 | 1.8244 | 0.71821 | 0.286
[11 empty] | 0.8759 | 2.9496 | 3.7747 | 1.8378 | 0.7483 | 0.28605
[11 empty] | 0.8778 | 2.9202 | 3.7634 | 1.8535 | 0.78384 | 0.28547
[11 empty] | 0.8797 | 2.8862 | 3.7802 | 1.8659 | 0.81947 | 0.28433
[11 empty] | 0.8816 | 2.847 | 3.8214 | 1.8751 | 0.85408 | 0.28238
[11 empty] | 0.8835 | 2.8078 | 3.8804 | 1.8806 | 0.8867 | 0.27963
[11 empty] | 0.8854 | 2.7769 | 3.9431 | 1.8828 | 0.91653 | 0.27632
[11 empty] | 0.8873 | 2.7613 | 3.9977 | 1.8822 | 0.94276 | 0.27279
[11 empty] | 0.8892 | 2.7603 | 4.0329 | 1.8782 | 0.96403 | 0.26959
[11 empty] | 0.8911 | 2.771 | 4.0483 | 1.8697 | 0.97967 | 0.26715
[11 empty] | 0.893 | 2.7912 | 4.0513 | 1.8563 | 0.9895 | 0.26526
[11 empty] | 0.8949 | 2.8153 | 4.0395 | 1.8406 | 0.99399 | 0.26339
[11 empty] | 0.8968 | 2.8326 | 4.0132 | 1.825 | 0.99544 | 0.26184
[11 empty] | 0.8987 | 2.8353 | 3.9728 | 1.81 | 0.99751 | 0.26105
[11 empty] | 0.9006 | 2.8219 | 3.9168 | 1.7967 | 1.0026 | 0.26049
[11 empty] | 0.9025 | 2.79 | 3.8465 | 1.7879 | 1.0105 | 0.25994
[11 empty] | 0.9044 | 2.743 | 3.7694 | 1.7852 | 1.022 | 0.25961
[11 empty] | 0.9063 | 2.6888 | 3.7026 | 1.7876 | 1.0372 | 0.25926
[11 empty] | 0.9082 | 2.6326 | 3.6541 | 1.7945 | 1.0562 | 0.25868
[11 empty] | 0.9101 | 2.579 | 3.6294 | 1.8029 | 1.0759 | 0.25792
[11 empty] | 0.912 | 2.5295 | 3.6302 | 1.8108 | 1.0945 | 0.25703
[11 empty] | 0.9139 | 2.4864 | 3.6516 | 1.8187 | 1.1125 | 0.2561
[11 empty] | 0.9158 | 2.4584 | 3.6876 | 1.8285 | 1.1293 | 0.25511
[11 empty] | 0.9177 | 2.4491 | 3.7243 | 1.841 | 1.1455 | 0.25379
[11 empty] | 0.9196 | 2.4553 | 3.7499 | 1.8547 | 1.1608 | 0.25248
[11 empty] | 0.9215 | 2.4739 | 3.7578 | 1.8649 | 1.1742 | 0.25134
[11 empty] | 0.9234 | 2.5058 | 3.7563 | 1.8683 | 1.1842 | 0.25006
[11 empty] | 0.9253 | 2.5478 | 3.7468 | 1.8653 | 1.191 | 0.24892
[11 empty] | 0.9272 | 2.5867 | 3.7278 | 1.8569 | 1.1952 | 0.24814
[11 empty] | 0.9291 | 2.6135 | 3.6966 | 1.8449 | 1.1976 | 0.24833
[11 empty] | 0.931 | 2.6272 | 3.6511 | 1.8305 | 1.1998 | 0.24946
[11 empty] | 0.9329 | 2.6223 | 3.5919 | 1.8167 | 1.2025 | 0.25096
[11 empty] | 0.9348 | 2.5973 | 3.519 | 1.8069 | 1.2066 | 0.25271
[11 empty] | 0.9367 | 2.556 | 3.4429 | 1.8032 | 1.2132 | 0.25454
[11 empty] | 0.9386 | 2.5 | 3.3751 | 1.8083 | 1.224 | 0.25616
[11 empty] | 0.9405 | 2.4346 | 3.3218 | 1.8219 | 1.2388 | 0.25753
[11 empty] | 0.9424 | 2.3668 | 3.2839 | 1.84 | 1.2545 | 0.2586
[11 empty] | 0.9443 | 2.3005 | 3.2608 | 1.8599 | 1.2702 | 0.2591
[11 empty] | 0.9462 | 2.2384 | 3.2569 | 1.8808 | 1.2866 | 0.25907
[11 empty] | 0.9481 | 2.1859 | 3.2649 | 1.9008 | 1.3033 | 0.25836
[11 empty] | 0.95 | 2.1451 | 3.2744 | 1.9174 | 1.3203 | 0.25704
[11 empty] | 0.9519 | 2.1191 | 3.283 | 1.9287 | 1.336 | 0.25539
[11 empty] | 0.9538 | 2.1079 | 3.2923 | 1.9334 | 1.3485 | 0.25336
[11 empty] | 0.9557 | 2.11 | 3.2994 | 1.9296 | 1.3566 | 0.25113
[11 empty] | 0.9576 | 2.115 | 3.3021 | 1.9175 | 1.3605 | 0.24909
[11 empty] | 0.9595 | 2.1186 | 3.2959 | 1.8973 | 1.3604 | 0.24803
[11 empty] | 0.9614 | 2.1182 | 3.2805 | 1.8722 | 1.3571 | 0.2486
[11 empty] | 0.9633 | 2.1069 | 3.249 | 1.8442 | 1.3518 | 0.25098
[11 empty] | 0.9652 | 2.0781 | 3.2037 | 1.8159 | 1.3462 | 0.25492
[11 empty] | 0.9671 | 2.0332 | 3.1463 | 1.7935 | 1.343 | 0.25987
[11 empty] | 0.969 | 1.9729 | 3.0853 | 1.7799 | 1.3439 | 0.26522
[11 empty] | 0.9709 | 1.9005 | 3.0298 | 1.7749 | 1.3489 | 0.2704
[11 empty] | 0.9728 | 1.8213 | 2.9854 | 1.7757 | 1.3565 | 0.27487
[11 empty] | 0.9747 | 1.7422 | 2.9579 | 1.7793 | 1.3654 | 0.27831
[11 empty] | 0.9766 | 1.6708 | 2.95 | 1.7842 | 1.3753 | 0.28048
[11 empty] | 0.9785 | 1.6039 | 2.9605 | 1.7919 | 1.3856 | 0.28128
[11 empty] | 0.9804 | 1.5438 | 2.9876 | 1.8016 | 1.3956 | 0.28052
[11 empty] | 0.9823 | 1.4927 | 3.0145 | 1.8124 | 1.4052 | 0.2784
[11 empty] | 0.9842 | 1.4571 | 3.0384 | 1.8229 | 1.4124 | 0.27521
[11 empty] | 0.9861 | 1.4365 | 3.0604 | 1.8315 | 1.4157 | 0.27085
[11 empty] | 0.988 | 1.4226 | 3.0778 | 1.8377 | 1.4154 | 0.26569
[11 empty] | 0.9899 | 1.4049 | 3.0879 | 1.839 | 1.4116 | 0.26039
[11 empty] | 0.9918 | 1.3863 | 3.0884 | 1.8344 | 1.4046 | 0.256
[11 empty] | 0.9937 | 1.3624 | 3.0764 | 1.8278 | 1.3968 | 0.253
[11 empty] | 0.9956 | 1.3273 | 3.0514 | 1.8212 | 1.3892 | 0.25158
[11 empty] | 0.9975 | 1.2819 | 3.0122 | 1.8153 | 1.3827 | 0.25187
[11 empty] | 0.9994 | 1.2208 | 2.963 | 1.8126 | 1.3788 | 0.25322
[11 empty] | 1.0013 | 1.1447 | 2.9116 | 1.8142 | 1.3783 | 0.25494
[11 empty] | 1.0032 | 1.0628 | 2.8653 | 1.8196 | 1.3802 | 0.25662
[11 empty] | 1.0051 | 0.98261 | 2.8281 | 1.8267 | 1.3832 | 0.25775
[11 empty] | 1.007 | 0.91465 | 2.8008 | 1.8358 | 1.3865 | 0.25785
[11 empty] | 1.0089 | 0.86839 | 2.7909 | 1.8475 | 1.3906 | 0.25667
[11 empty] | 1.0108 | 0.84175 | 2.7912 | 1.8652 | 1.3957 | 0.25412
[11 empty] | 1.0127 | 0.82996 | 2.7936 | 1.8902 | 1.4014 | 0.25052
[11 empty] | 1.0146 | 0.83286 | 2.7918 | 1.9201 | 1.4065 | 0.24609
[11 empty] | 1.0165 | 0.85256 | 2.7858 | 1.952 | 1.4098 | 0.24047
[11 empty] | 1.0184 | 0.88853 | 2.77 | 1.9815 | 1.4101 | 0.23389
[11 empty] | 1.0203 | 0.92935 | 2.7417 | 2.0058 | 1.4079 | 0.22728
[11 empty] | 1.0222 | 0.97098 | 2.7037 | 2.0231 | 1.4024 | 0.22185
[11 empty] | 1.0241 | 1.017 | 2.6564 | 2.0344 | 1.3948 | 0.21853
[11 empty] | 1.026 | 1.0633 | 2.602 | 2.0415 | 1.3865 | 0.21747
[11 empty] | 1.0279 | 1.1073 | 2.5426 | 2.0466 | 1.3791 | 0.21886
[11 empty] | 1.0298 | 1.1445 | 2.4839 | 2.0502 | 1.3737 | 0.22248
[11 empty] | 1.0317 | 1.1674 | 2.4389 | 2.052 | 1.3709 | 0.22749
[11 empty] | 1.0336 | 1.1841 | 2.3986 | 2.0514 | 1.3701 | 0.23328
[11 empty] | 1.0355 | 1.2055 | 2.3693 | 2.0497 | 1.3698 | 0.23879
[11 empty] | 1.0374 | 1.2378 | 2.357 | 2.0458 | 1.3693 | 0.24299
[11 empty] | 1.0393 | 1.283 | 2.3672 | 2.0412 | 1.3686 | 0.24568
[11 empty] | 1.0412 | 1.3307 | 2.3955 | 2.0399 | 1.368 | 0.24693
[11 empty] | 1.0431 | 1.3741 | 2.4276 | 2.0432 | 1.3674 | 0.24676
[11 empty] | 1.045 | 1.4167 | 2.4487 | 2.0517 | 1.366 | 0.24538
[11 empty] | 1.0469 | 1.4624 | 2.4553 | 2.0631 | 1.3617 | 0.24253
[11 empty] | 1.0488 | 1.5132 | 2.4466 | 2.0744 | 1.3532 | 0.23813
[11 empty] | 1.0507 | 1.5639 | 2.4192 | 2.0848 | 1.3412 | 0.23323
[11 empty] | 1.0526 | 1.6096 | 2.3753 | 2.0923 | 1.3258 | 0.22883
[11 empty] | 1.0545 | 1.6566 | 2.3159 | 2.0956 | 1.3075 | 0.22618
[11 empty] | 1.0564 | 1.7037 | 2.2429 | 2.0976 | 1.2883 | 0.22622
[11 empty] | 1.0583 | 1.7497 | 2.1603 | 2.0997 | 1.2689 | 0.22916
[11 empty] | 1.0602 | 1.7944 | 2.0763 | 2.1013 | 1.2508 | 0.23491
[11 empty] | 1.0621 | 1.8341 | 2.0034 | 2.103 | 1.2366 | 0.24288
[11 empty] | 1.064 | 1.8692 | 1.9464 | 2.1047 | 1.2267 | 0.25218
[11 empty] | 1.0659 | 1.8993 | 1.9136 | 2.1047 | 1.2197 | 0.26142
[11 empty] | 1.0678 | 1.9245 | 1.9116 | 2.1022 | 1.215 | 0.26945
[11 empty] | 1.0697 | 1.9444 | 1.9399 | 2.0982 | 1.2124 | 0.27632
[11 empty] | 1.0716 | 1.9559 | 1.9933 | 2.0959 | 1.2134 | 0.28214
[11 empty] | 1.0735 | 1.9589 | 2.061 | 2.0977 | 1.2182 | 0.28661
[11 empty] | 1.0754 | 1.9506 | 2.1238 | 2.104 | 1.2258 | 0.29007
[11 empty] | 1.0773 | 1.9379 | 2.1647 | 2.1129 | 1.2346 | 0.29274
[11 empty] | 1.0792 | 1.9262 | 2.181 | 2.1225 | 1.2423 | 0.29416
[11 empty] | 1.0811 | 1.9202 | 2.1718 | 2.1307 | 1.2478 | 0.29473
[11 empty] | 1.083 | 1.9153 | 2.1382 | 2.1344 | 1.2508 | 0.29539
[11 empty] | 1.0849 | 1.9175 | 2.0841 | 2.1323 | 1.2503 | 0.29687
[11 empty] | 1.0868 | 1.9303 | 2.0123 | 2.1273 | 1.2477 | 0.29993
[11 empty] | 1.0887 | 1.9535 | 1.9298 | 2.1194 | 1.242 | 0.30468
[11 empty] | 1.0906 | 1.9869 | 1.846 | 2.107 | 1.233 | 0.31123
[11 empty] | 1.0925 | 2.0254 | 1.7725 | 2.0924 | 1.223 | 0.31954
[11 empty] | 1.0944 | 2.0659 | 1.72 | 2.0784 | 1.2135 | 0.3291
[11 empty] | 1.0963 | 2.1044 | 1.7055 | 2.0652 | 1.2058 | 0.33922
[11 empty] | 1.0982 | 2.1357 | 1.7295 | 2.0497 | 1.2002 | 0.34826
[11 empty] | 1.1001 | 2.1564 | 1.7911 | 2.0282 | 1.1959 | 0.35553
[11 empty] | 1.102 | 2.1654 | 1.8866 | 2.0006 | 1.194 | 0.36114
[11 empty] | 1.1039 | 2.1592 | 2.0001 | 1.9718 | 1.1955 | 0.36554
[11 empty] | 1.1058 | 2.134 | 2.1092 | 1.9451 | 1.2014 | 0.36888
[11 empty] | 1.1077 | 2.0905 | 2.1955 | 1.9232 | 1.2121 | 0.37146
[11 empty] | 1.1096 | 2.0336 | 2.253 | 1.9047 | 1.2261 | 0.37336
[11 empty] | 1.1115 | 1.9707 | 2.2853 | 1.8888 | 1.2411 | 0.37465
[11 empty] | 1.1134 | 1.9065 | 2.2923 | 1.8729 | 1.2546 | 0.37652
[11 empty] | 1.1153 | 1.851 | 2.2742 | 1.8536 | 1.265 | 0.37934
[11 empty] | 1.1172 | 1.8131 | 2.2336 | 1.8334 | 1.2723 | 0.3834
[11 empty] | 1.1191 | 1.7939 | 2.1774 | 1.8141 | 1.2774 | 0.38892
[11 empty] | 1.121 | 1.7947 | 2.1156 | 1.7947 | 1.2792 | 0.39595
[11 empty] | 1.1229 | 1.8158 | 2.0571 | 1.7736 | 1.2778 | 0.40454
[11 empty] | 1.1248 | 1.8531 | 2.012 | 1.7523 | 1.2745 | 0.41433
[11 empty] | 1.1267 | 1.9039 | 1.9868 | 1.731 | 1.2695 | 0.42484
[11 empty] | 1.1286 | 1.9672 | 1.9943 | 1.7089 | 1.2632 | 0.43525
[11 empty] | 1.1305 | 2.0358 | 2.0404 | 1.6836 | 1.2557 | 0.44443
[11 empty] | 1.1324 | 2.1028 | 2.1266 | 1.6523 | 1.2472 | 0.45193
[11 empty] | 1.1343 | 2.1605 | 2.2437 | 1.6183 | 1.2391 | 0.45767
[11 empty] | 1.1362 | 2.205 | 2.3689 | 1.5852 | 1.2331 | 0.4617
[11 empty] | 1.1381 | 2.2294 | 2.4754 | 1.5541 | 1.2314 | 0.46467
[11 empty] | 1.14 | 2.2362 | 2.554 | 1.5254 | 1.2325 | 0.46649
[11 empty] | 1.1419 | 2.228 | 2.6003 | 1.5002 | 1.234 | 0.46679
[11 empty] | 1.1438 | 2.2095 | 2.6115 | 1.4767 | 1.2342 | 0.46632
[11 empty] | 1.1457 | 2.1884 | 2.5887 | 1.4525 | 1.232 | 0.46576
[11 empty] | 1.1476 | 2.1727 | 2.5363 | 1.4244 | 1.2265 | 0.46575
[11 empty] | 1.1495 | 2.1689 | 2.464 | 1.3968 | 1.2196 | 0.46703
[11 empty] | 1.1514 | 2.1813 | 2.3802 | 1.3713 | 1.2119 | 0.47006
[11 empty] | 1.1533 | 2.2141 | 2.2948 | 1.3476 | 1.203 | 0.47505
[11 empty] | 1.1552 | 2.2689 | 2.2334 | 1.3277 | 1.1938 | 0.48181
[11 empty] | 1.1571 | 2.3454 | 2.2146 | 1.3129 | 1.1851 | 0.48995
[11 empty] | 1.159 | 2.4418 | 2.2342 | 1.3031 | 1.1771 | 0.49883
[11 empty] | 1.1609 | 2.5467 | 2.2819 | 1.2941 | 1.1701 | 0.50669
[11 empty] | 1.1628 | 2.6544 | 2.3533 | 1.281 | 1.1636 | 0.5126
[11 empty] | 1.1647 | 2.758 | 2.4412 | 1.2633 | 1.1574 | 0.51642
[11 empty] | 1.1666 | 2.8478 | 2.5371 | 1.2419 | 1.1531 | 0.51805
[11 empty] | 1.1685 | 2.9154 | 2.6202 | 1.217 | 1.1524 | 0.51789
[11 empty] | 1.1704 | 2.9646 | 2.6733 | 1.1899 | 1.1559 | 0.51623
[11 empty] | 1.1723 | 2.996 | 2.6944 | 1.1617 | 1.1619 | 0.51299
[11 empty] | 1.1742 | 3.012 | 2.6847 | 1.1311 | 1.1682 | 0.5084
[11 empty] | 1.1761 | 3.0206 | 2.6436 | 1.0978 | 1.174 | 0.50335
[11 empty] | 1.178 | 3.0295 | 2.5773 | 1.0619 | 1.1774 | 0.49855
[11 empty] | 1.1799 | 3.0497 | 2.4901 | 1.0272 | 1.1767 | 0.49487
[11 empty] | 1.1818 | 3.0862 | 2.3963 | 0.99589 | 1.174 | 0.49273
[11 empty] | 1.1837 | 3.1404 | 2.3171 | 0.97057 | 1.1706 | 0.49171
[11 empty] | 1.1856 | 3.211 | 2.2662 | 0.95072 | 1.1662 | 0.49159
[11 empty] | 1.1875 | 3.2957 | 2.2538 | 0.93618 | 1.1602 | 0.49277
[11 empty] | 1.1894 | 3.3977 | 2.2767 | 0.92973 | 1.1523 | 0.4958
[11 empty] | 1.1913 | 3.5107 | 2.3255 | 0.93019 | 1.1427 | 0.49986
[11 empty] | 1.1932 | 3.6264 | 2.3967 | 0.93141 | 1.1319 | 0.50376
[11 empty] | 1.1951 | 3.7418 | 2.4866 | 0.93033 | 1.1194 | 0.50699
[11 empty] | 1.197 | 3.848 | 2.5896 | 0.92806 | 1.1062 | 0.50923
[11 empty] | 1.1989 | 3.9389 | 2.6897 | 0.9263 | 1.095 | 0.51081
[11 empty] | 1.2008 | 4.0116 | 2.7698 | 0.92365 | 1.0872 | 0.5121
[11 empty] | 1.2027 | 4.063 | 2.8221 | 0.91841 | 1.0823 | 0.51258
[11 empty] | 1.2046 | 4.0952 | 2.8479 | 0.9114 | 1.079 | 0.51169
[11 empty] | 1.2065 | 4.1191 | 2.8457 | 0.90385 | 1.0766 | 0.50963
[11 empty] | 1.2084 | 4.1382 | 2.8142 | 0.89471 | 1.0737 | 0.50688
[11 empty] | 1.2103 | 4.1601 | 2.7561 | 0.8863 | 1.0687 | 0.50362
[11 empty] | 1.2122 | 4.1935 | 2.6827 | 0.88226 | 1.0638 | 0.50037
[11 empty] | 1.2141 | 4.2446 | 2.6108 | 0.88549 | 1.0612 | 0.49782
[11 empty] | 1.216 | 4.314 | 2.5535 | 0.89442 | 1.0602 | 0.49618
[11 empty] | 1.2179 | 4.4001 | 2.5187 | 0.90747 | 1.059 | 0.49569
[11 empty] | 1.2198 | 4.5078 | 2.5087 | 0.92496 | 1.0586 | 0.49648
[11 empty] | 1.2217 | 4.634 | 2.5247 | 0.94845 | 1.059 | 0.49817
[11 empty] | 1.2236 | 4.7739 | 2.5582 | 0.97548 | 1.059 | 0.49998
[11 empty] | 1.2255 | 4.9213 | 2.6074 | 0.9996 | 1.0569 | 0.50111
[11 empty] | 1.2274 | 5.0704 | 2.6746 | 1.0175 | 1.0525 | 0.50143
[11 empty] | 1.2293 | 5.2106 | 2.751 | 1.0309 | 1.0467 | 0.50119
[11 empty] | 1.2312 | 5.3291 | 2.822 | 1.0384 | 1.0413 | 0.50089
[11 empty] | 1.2331 | 5.4235 | 2.8749 | 1.0417 | 1.0372 | 0.50072
[11 empty] | 1.235 | 5.4928 | 2.9051 | 1.0425 | 1.0338 | 0.50002
[11 empty] | 1.2369 | 5.537 | 2.9106 | 1.0414 | 1.03 | 0.4987
[11 empty] | 1.2388 | 5.5596 | 2.8885 | 1.0386 | 1.0253 | 0.4971
[11 empty] | 1.2407 | 5.5634 | 2.8408 | 1.0352 | 1.0179 | 0.49475
[11 empty] | 1.2426 | 5.5584 | 2.7734 | 1.0358 | 1.0086 | 0.4923
[11 empty] | 1.2445 | 5.55 | 2.6983 | 1.0428 | 0.9991 | 0.49021
[11 empty] | 1.2464 | 5.5496 | 2.6307 | 1.0564 | 0.98987 | 0.48879
[11 empty] | 1.2483 | 5.5632 | 2.5792 | 1.0755 | 0.98159 | 0.48839
[11 empty] | 1.2502 | 5.5987 | 2.5533 | 1.0988 | 0.97416 | 0.48928
[11 empty] | 1.2521 | 5.6439 | 2.5505 | 1.1272 | 0.96809 | 0.49137
[11 empty] | 1.254 | 5.6883 | 2.5635 | 1.1568 | 0.96138 | 0.49392
[11 empty] | 1.2559 | 5.7387 | 2.5979 | 1.1834 | 0.95246 | 0.49642
[11 empty] | 1.2578 | 5.7947 | 2.6543 | 1.2023 | 0.94046 | 0.4986
[11 empty] | 1.2597 | 5.8453 | 2.7286 | 1.2148 | 0.92667 | 0.50051
[11 empty] | 1.2616 | 5.8773 | 2.8022 | 1.2235 | 0.91267 | 0.50233
[11 empty] | 1.2635 | 5.8847 | 2.8591 | 1.2297 | 0.90006 | 0.5044
[11 empty] | 1.2654 | 5.8705 | 2.8917 | 1.2333 | 0.88826 | 0.50614
[11 empty] | 1.2673 | 5.8378 | 2.8991 | 1.2353 | 0.87677 | 0.50677
[11 empty] | 1.2692 | 5.7941 | 2.8826 | 1.2383 | 0.86588 | 0.50625
[11 empty] | 1.2711 | 5.7466 | 2.8424 | 1.2429 | 0.85255 | 0.50489
[11 empty] | 1.273 | 5.6942 | 2.7804 | 1.2502 | 0.8363 | 0.5026
[11 empty] | 1.2749 | 5.6426 | 2.6995 | 1.2643 | 0.82031 | 0.50009
[11 empty] | 1.2768 | 5.5967 | 2.6147 | 1.2863 | 0.80572 | 0.49736
[11 empty] | 1.2787 | 5.5702 | 2.5392 | 1.3158 | 0.79291 | 0.49459
[11 empty] | 1.2806 | 5.5664 | 2.4852 | 1.352 | 0.78235 | 0.49263
[11 empty] | 1.2825 | 5.5798 | 2.4577 | 1.3952 | 0.77437 | 0.49146
[11 empty] | 1.2844 | 5.5938 | 2.4544 | 1.4443 | 0.76792 | 0.49079
[11 empty] | 1.2863 | 5.5987 | 2.4709 | 1.4911 | 0.76164 | 0.49022
[11 empty] | 1.2882 | 5.5977 | 2.5086 | 1.5295 | 0.75315 | 0.48965
[11 empty] | 1.2901 | 5.591 | 2.5661 | 1.5572 | 0.74258 | 0.48924
[11 empty] | 1.292 | 5.5713 | 2.6335 | 1.578 | 0.733 | 0.48921
[11 empty] | 1.2939 | 5.5341 | 2.6944 | 1.5917 | 0.72618 | 0.48969
[11 empty] | 1.2958 | 5.4808 | 2.7376 | 1.5977 | 0.72279 | 0.49024
[11 empty] | 1.2977 | 5.4123 | 2.7602 | 1.5976 | 0.72333 | 0.49013
[11 empty] | 1.2996 | 5.3291 | 2.7574 | 1.5941 | 0.72816 | 0.48867
[11 empty] | 1.3015 | 5.2362 | 2.7259 | 1.5875 | 0.73483 | 0.48596
[11 empty] | 1.3034 | 5.1342 | 2.6711 | 1.5798 | 0.73994 | 0.48193
[11 empty] | 1.3053 | 5.0302 | 2.6016 | 1.5759 | 0.74361 | 0.47736
[11 empty] | 1.3072 | 4.9381 | 2.5251 | 1.5788 | 0.74563 | 0.4726
[11 empty] | 1.3091 | 4.8592 | 2.4517 | 1.5896 | 0.74654 | 0.4671
[11 empty] | 1.311 | 4.8022 | 2.3889 | 1.6079 | 0.74574 | 0.4613
[11 empty] | 1.3129 | 4.7695 | 2.3466 | 1.6347 | 0.74287 | 0.45601
[11 empty] | 1.3148 | 4.7467 | 2.3262 | 1.669 | 0.73879 | 0.45131
[11 empty] | 1.3167 | 4.7205 | 2.3247 | 1.7037 | 0.73284 | 0.44703
[11 empty] | 1.3186 | 4.6915 | 2.346 | 1.7357 | 0.72498 | 0.44342
[11 empty] | 1.3205 | 4.6617 | 2.3931 | 1.7634 | 0.7159 | 0.44085
[11 empty] | 1.3224 | 4.629 | 2.46 | 1.7886 | 0.7074 | 0.43969
[11 empty] | 1.3243 | 4.5868 | 2.5266 | 1.8104 | 0.70141 | 0.44031
[11 empty] | 1.3262 | 4.5345 | 2.5828 | 1.8284 | 0.69859 | 0.44271
[11 empty] | 1.3281 | 4.4705 | 2.6223 | 1.8395 | 0.6982 | 0.446
[11 empty] | 1.33 | 4.3924 | 2.6396 | 1.8412 | 0.70005 | 0.44923
[11 empty] | 1.3319 | 4.3025 | 2.6304 | 1.8344 | 0.70197 | 0.45202
[11 empty] | 1.3338 | 4.2103 | 2.5955 | 1.8208 | 0.70086 | 0.45402
[11 empty] | 1.3357 | 4.1232 | 2.539 | 1.8045 | 0.69771 | 0.4549
[11 empty] | 1.3376 | 4.0465 | 2.4753 | 1.7916 | 0.69384 | 0.4552
[11 empty] | 1.3395 | 3.9813 | 2.4138 | 1.7863 | 0.69029 | 0.45489
[11 empty] | 1.3414 | 3.928 | 2.3582 | 1.7882 | 0.68781 | 0.4539
[11 empty] | 1.3433 | 3.8893 | 2.3177 | 1.7968 | 0.68462 | 0.45255
[11 empty] | 1.3452 | 3.8638 | 2.2932 | 1.8136 | 0.68148 | 0.45101
[11 empty] | 1.3471 | 3.8422 | 2.2838 | 1.8377 | 0.67946 | 0.44967
[11 empty] | 1.349 | 3.819 | 2.2862 | 1.864 | 0.67867 | 0.44857
[11 empty] | 1.3509 | 3.7998 | 2.3062 | 1.8861 | 0.67827 | 0.44816
[11 empty] | 1.3528 | 3.7824 | 2.349 | 1.9068 | 0.6796 | 0.44899
[11 empty] | 1.3547 | 3.7626 | 2.4001 | 1.9236 | 0.68403 | 0.45131
[11 empty] | 1.3566 | 3.7397 | 2.4455 | 1.9324 | 0.69123 | 0.45524
[11 empty] | 1.3585 | 3.7162 | 2.4801 | 1.9313 | 0.70033 | 0.45995
[11 empty] | 1.3604 | 3.6849 | 2.4985 | 1.9195 | 0.71156 | 0.46457
[11 empty] | 1.3623 | 3.6442 | 2.4954 | 1.8991 | 0.72479 | 0.46861
[11 empty] | 1.3642 | 3.5948 | 2.4684 | 1.8739 | 0.73807 | 0.47166
[11 empty] | 1.3661 | 3.5325 | 2.4222 | 1.8472 | 0.74818 | 0.47312
[11 empty] | 1.368 | 3.4639 | 2.3641 | 1.8244 | 0.75576 | 0.47352
[11 empty] | 1.3699 | 3.4061 | 2.2997 | 1.8094 | 0.76252 | 0.47334
[11 empty] | 1.3718 | 3.3671 | 2.2369 | 1.8025 | 0.76896 | 0.47251
[11 empty] | 1.3737 | 3.353 | 2.189 | 1.8045 | 0.77492 | 0.47129
[11 empty] | 1.3756 | 3.3659 | 2.1666 | 1.8166 | 0.78033 | 0.46983
[11 empty] | 1.3775 | 3.3924 | 2.164 | 1.8381 | 0.7863 | 0.46828
[11 empty] | 1.3794 | 3.4219 | 2.1721 | 1.8637 | 0.79222 | 0.46694
[11 empty] | 1.3813 | 3.4582 | 2.1944 | 1.8864 | 0.79669 | 0.46614
[11 empty] | 1.3832 | 3.5016 | 2.2337 | 1.9031 | 0.7998 | 0.46611
[11 empty] | 1.3851 | 3.5452 | 2.2864 | 1.9149 | 0.80379 | 0.46728
[11 empty] | 1.387 | 3.5831 | 2.3419 | 1.9177 | 0.81004 | 0.47005
[11 empty] | 1.3889 | 3.6134 | 2.3934 | 1.9107 | 0.82007 | 0.47408
[11 empty] | 1.3908 | 3.6318 | 2.4382 | 1.8945 | 0.83311 | 0.47829
[11 empty] | 1.3927 | 3.6287 | 2.4717 | 1.8697 | 0.8487 | 0.48172
[11 empty] | 1.3946 | 3.5996 | 2.486 | 1.8399 | 0.86557 | 0.48406
[11 empty] | 1.3965 | 3.5451 | 2.4784 | 1.8086 | 0.88088 | 0.4847
[11 empty] | 1.3984 | 3.4702 | 2.4448 | 1.78 | 0.89377 | 0.48388
[11 empty] | 1.4003 | 3.3836 | 2.3892 | 1.7579 | 0.90448 | 0.48271
[11 empty] | 1.4022 | 3.2909 | 2.3206 | 1.7449 | 0.91468 | 0.48131
[11 empty] | 1.4041 | 3.2023 | 2.2518 | 1.74 | 0.92458 | 0.48005
[11 empty] | 1.406 | 3.1236 | 2.1974 | 1.7437 | 0.93287 | 0.47892
[11 empty] | 1.4079 | 3.0538 | 2.1612 | 1.7569 | 0.93917 | 0.47788
[11 empty] | 1.4098 | 2.9855 | 2.1402 | 1.7785 | 0.94454 | 0.47731
[11 empty] | 1.4117 | 2.9236 | 2.131 | 1.8024 | 0.94804 | 0.47748
[11 empty] | 1.4136 | 2.8727 | 2.1368 | 1.8239 | 0.94769 | 0.47856
[11 empty] | 1.4155 | 2.8349 | 2.1578 | 1.8422 | 0.9441 | 0.48097
[11 empty] | 1.4174 | 2.8092 | 2.1856 | 1.8534 | 0.94023 | 0.48487
[11 empty] | 1.4193 | 2.7915 | 2.2214 | 1.8545 | 0.9377 | 0.48981
[11 empty] | 1.4212 | 2.7736 | 2.2577 | 1.8446 | 0.93907 | 0.49508
[11 empty] | 1.4231 | 2.7454 | 2.2901 | 1.8246 | 0.94538 | 0.49902
[11 empty] | 1.425 | 2.7042 | 2.3125 | 1.7973 | 0.95451 | 0.50087
[11 empty] | 1.4269 | 2.6483 | 2.3135 | 1.7668 | 0.96316 | 0.50061
[11 empty] | 1.4288 | 2.5761 | 2.2895 | 1.7362 | 0.96984 | 0.49821
[11 empty] | 1.4307 | 2.4922 | 2.242 | 1.709 | 0.9751 | 0.49455
[11 empty] | 1.4326 | 2.3994 | 2.187 | 1.6889 | 0.98183 | 0.49021
[11 empty] | 1.4345 | 2.3023 | 2.1343 | 1.6778 | 0.9911 | 0.48586
[11 empty] | 1.4364 | 2.2068 | 2.0993 | 1.6766 | 1.0019 | 0.4819
[11 empty] | 1.4383 | 2.1171 | 2.0928 | 1.6882 | 1.0137 | 0.47853
[11 empty] | 1.4402 | 2.0305 | 2.1085 | 1.7138 | 1.0255 | 0.47586
[11 empty] | 1.4421 | 1.9494 | 2.1358 | 1.7503 | 1.0353 | 0.47446
[11 empty] | 1.444 | 1.8845 | 2.1772 | 1.7877 | 1.0407 | 0.47434
[11 empty] | 1.4459 | 1.8411 | 2.238 | 1.8212 | 1.0412 | 0.47574
[11 empty] | 1.4478 | 1.817 | 2.3084 | 1.8473 | 1.0374 | 0.47869
[11 empty] | 1.4497 | 1.8098 | 2.3774 | 1.8622 | 1.0299 | 0.4829
[11 empty] | 1.4516 | 1.8139 | 2.44 | 1.8646 | 1.0212 | 0.48772
[11 empty] | 1.4535 | 1.82 | 2.4942 | 1.855 | 1.0131 | 0.49167
[11 empty] | 1.4554 | 1.8192 | 2.5405 | 1.8346 | 1.0063 | 0.49406
[11 empty] | 1.4573 | 1.8067 | 2.5644 | 1.807 | 1.0016 | 0.49431
[11 empty] | 1.4592 | 1.7791 | 2.5597 | 1.7762 | 0.9984 | 0.49219
[11 empty] | 1.4611 | 1.7374 | 2.5327 | 1.7453 | 0.99709 | 0.48806
[11 empty] | 1.463 | 1.6873 | 2.4803 | 1.7156 | 0.99893 | 0.48309
[11 empty] | 1.4649 | 1.6331 | 2.4072 | 1.6919 | 1.0053 | 0.47773
[11 empty] | 1.4668 | 1.579 | 2.3361 | 1.6822 | 1.0162 | 0.47234
[11 empty] | 1.4687 | 1.5317 | 2.2909 | 1.6914 | 1.0298 | 0.46677
[11 empty] | 1.4706 | 1.4922 | 2.2741 | 1.7209 | 1.045 | 0.46117
[11 empty] | 1.4725 | 1.4588 | 2.2738 | 1.7629 | 1.0605 | 0.45641
[11 empty] | 1.4744 | 1.437 | 2.2949 | 1.806 | 1.073 | 0.45334
[11 empty] | 1.4763 | 1.4347 | 2.3399 | 1.8441 | 1.0796 | 0.45247
[11 empty] | 1.4782 | 1.4464 | 2.4083 | 1.8757 | 1.0815 | 0.45393
[11 empty] | 1.4801 | 1.467 | 2.4869 | 1.8982 | 1.0787 | 0.45766
[11 empty] | 1.482 | 1.496 | 2.5717 | 1.9096 | 1.0717 | 0.46323
[11 empty] | 1.4839 | 1.5268 | 2.6519 | 1.9098 | 1.0612 | 0.46953
[11 empty] | 1.4858 | 1.5514 | 2.7177 | 1.8998 | 1.049 | 0.47555
[11 empty] | 1.4877 | 1.5647 | 2.7728 | 1.8823 | 1.0357 | 0.48061
[11 empty] | 1.4896 | 1.5626 | 2.8088 | 1.8605 | 1.0225 | 0.48446
[11 empty] | 1.4915 | 1.5434 | 2.8135 | 1.8347 | 1.0111 | 0.48679
[11 empty] | 1.4934 | 1.5114 | 2.7872 | 1.8086 | 1.0032 | 0.48802
[11 empty] | 1.4953 | 1.4698 | 2.7367 | 1.786 | 0.99969 | 0.48823
[11 empty] | 1.4972 | 1.4197 | 2.6808 | 1.7702 | 0.99912 | 0.48736
[11 empty] | 1.4991 | 1.3663 | 2.6412 | 1.7677 | 0.99992 | 0.48537
[11 empty] | 1.501 | 1.3146 | 2.6341 | 1.7804 | 1.0024 | 0.48187
[11 empty] | 1.5029 | 1.2678 | 2.6529 | 1.8048 | 1.0071 | 0.47737
[11 empty] | 1.5048 | 1.2287 | 2.6841 | 1.8328 | 1.0121 | 0.47298
[11 empty] | 1.5067 | 1.1974 | 2.7283 | 1.8577 | 1.014 | 0.46936
[11 empty] | 1.5086 | 1.1753 | 2.7914 | 1.8767 | 1.0122 | 0.46692
[11 empty] | 1.5105 | 1.1604 | 2.8691 | 1.8883 | 1.0078 | 0.46649
[11 empty] | 1.5124 | 1.152 | 2.9557 | 1.8888 | 1 | 0.46825
[11 empty] | 1.5143 | 1.15 | 3.043 | 1.8786 | 0.99048 | 0.47207
[11 empty] | 1.5162 | 1.1451 | 3.1173 | 1.8575 | 0.9795 | 0.47733
[11 empty] | 1.5181 | 1.1305 | 3.1809 | 1.8272 | 0.9671 | 0.48319
[11 empty] | 1.52 | 1.1017 | 3.2239 | 1.7904 | 0.95498 | 0.48845
[11 empty] | 1.5219 | 1.0523 | 3.2279 | 1.7472 | 0.94349 | 0.49247
[11 empty] | 1.5238 | 0.98405 | 3.1928 | 1.7027 | 0.9342 | 0.49502
[11 empty] | 1.5257 | 0.90239 | 3.1258 | 1.6632 | 0.92862 | 0.49624
[11 empty] | 1.5276 | 0.80939 | 3.0356 | 1.634 | 0.92695 | 0.49606
[11 empty] | 1.5295 | 0.71287 | 2.9497 | 1.6183 | 0.92909 | 0.49462
[11 empty] | 1.5314 | 0.6173 | 2.8911 | 1.6174 | 0.93361 | 0.49167
[11 empty] | 1.5333 | 0.52426 | 2.8589 | 1.6288 | 0.94056 | 0.48731
[11 empty] | 1.5352 | 0.43755 | 2.8491 | 1.6474 | 0.94946 | 0.48232
[11 empty] | 1.5371 | 0.35992 | 2.8619 | 1.6652 | 0.95766 | 0.47764
[11 empty] | 1.539 | 0.29273 | 2.9007 | 1.6775 | 0.96287 | 0.47362
[11 empty] | 1.5409 | 0.23366 | 2.9659 | 1.6827 | 0.96472 | 0.47058
[11 empty] | 1.5428 | 0.18735 | 3.0422 | 1.6789 | 0.96333 | 0.46963
[11 empty] | 1.5447 | 0.15438 | 3.1148 | 1.6658 | 0.9589 | 0.47096
[11 empty] | 1.5466 | 0.12598 | 3.175 | 1.6448 | 0.95315 | 0.47362
[11 empty] | 1.5485 | 0.10043 | 3.2158 | 1.6158 | 0.94637 | 0.47713
[11 empty] | 1.5504 | 0.077504 | 3.2327 | 1.5798 | 0.93859 | 0.48109
[11 empty] | 1.5523 | 0.052812 | 3.2208 | 1.5398 | 0.92974 | 0.48421
[11 empty] | 1.5542 | 0.026914 | 3.18 | 1.498 | 0.92029 | 0.48549
[11 empty] | 1.5561 | 0.0054029 | 3.1081 | 1.4598 | 0.91252 | 0.48514
[11 empty] | 1.558 | -0.011147 | 3.0173 | 1.4336 | 0.90885 | 0.48336
[11 empty] | 1.5599 | -0.022065 | 2.92 | 1.4203 | 0.90988 | 0.47991
[11 empty] | 1.5618 | -0.028474 | 2.8396 | 1.4199 | 0.91435 | 0.47487
[11 empty] | 1.5637 | -0.029454 | 2.7921 | 1.4318 | 0.92282 | 0.46828
[11 empty] | 1.5656 | -0.024494 | 2.7643 | 1.4539 | 0.93558 | 0.46054
[11 empty] | 1.5675 | -0.012367 | 2.7551 | 1.4772 | 0.95084 | 0.45224
[11 empty] | 1.5694 | 0.005172 | 2.7752 | 1.496 | 0.96474 | 0.44337
[11 empty] | 1.5713 | 0.027298 | 2.8255 | 1.5095 | 0.97631 | 0.43444
[11 empty] | 1.5732 | 0.053503 | 2.8863 | 1.5159 | 0.9859 | 0.42686
[11 empty] | 1.5751 | 0.082195 | 2.9446 | 1.5131 | 0.9916 | 0.42182
[11 empty] | 1.577 | 0.11083 | 2.9903 | 1.4995 | 0.99419 | 0.41929
[11 empty] | 1.5789 | 0.14205 | 3.0178 | 1.476 | 0.99468 | 0.41838
[11 empty] | 1.5808 | 0.17815 | 3.0281 | 1.4458 | 0.99389 | 0.41824
[11 empty] | 1.5827 | 0.21598 | 3.0128 | 1.4117 | 0.99152 | 0.41796
[11 empty] | 1.5846 | 0.25529 | 2.9738 | 1.3762 | 0.9875 | 0.41638
[11 empty] | 1.5865 | 0.29747 | 2.9132 | 1.3413 | 0.9837 | 0.41303
[11 empty] | 1.5884 | 0.34296 | 2.8367 | 1.3091 | 0.98215 | 0.40829
[11 empty] | 1.5903 | 0.39085 | 2.7545 | 1.2838 | 0.98382 | 0.40266
[11 empty] | 1.5922 | 0.43881 | 2.6815 | 1.2725 | 0.98864 | 0.39641
[11 empty] | 1.5941 | 0.48597 | 2.6365 | 1.2804 | 0.99649 | 0.38918
[11 empty] | 1.596 | 0.53209 | 2.6174 | 1.3066 | 1.0078 | 0.38093
[11 empty] | 1.5979 | 0.57714 | 2.6211 | 1.3413 | 1.0212 | 0.37255
[11 empty] | 1.5998 | 0.6209 | 2.6459 | 1.3777 | 1.0321 | 0.36414
[11 empty] | 1.6017 | 0.66266 | 2.69 | 1.4122 | 1.0385 | 0.35533
[11 empty] | 1.6036 | 0.704 | 2.7473 | 1.4412 | 1.0401 | 0.34714
[11 empty] | 1.6055 | 0.74338 | 2.808 | 1.4599 | 1.0371 | 0.34099
[11 empty] | 1.6074 | 0.77773 | 2.8568 | 1.4666 | 1.0308 | 0.33753
[11 empty] | 1.6093 | 0.81229 | 2.8842 | 1.4612 | 1.0207 | 0.33662
[11 empty] | 1.6112 | 0.85497 | 2.8928 | 1.4431 | 1.0075 | 0.3382
[11 empty] | 1.6131 | 0.90457 | 2.8792 | 1.4157 | 0.99226 | 0.34208
[11 empty] | 1.615 | 0.9628 | 2.8393 | 1.384 | 0.97514 | 0.34687
[11 empty] | 1.6169 | 1.0357 | 2.7741 | 1.3511 | 0.95751 | 0.351
[11 empty] | 1.6188 | 1.1247 | 2.6909 | 1.3206 | 0.94205 | 0.35406
[11 empty] | 1.6207 | 1.2234 | 2.5991 | 1.2951 | 0.93052 | 0.35596
[11 empty] | 1.6226 | 1.3271 | 2.517 | 1.277 | 0.9229 | 0.35709
[11 empty] | 1.6245 | 1.4278 | 2.4672 | 1.2726 | 0.91924 | 0.35746
[11 empty] | 1.6264 | 1.5201 | 2.4486 | 1.285 | 0.92018 | 0.3565
[11 empty] | 1.6283 | 1.6018 | 2.4588 | 1.3134 | 0.92583 | 0.35459
[11 empty] | 1.6302 | 1.673 | 2.4955 | 1.3487 | 0.93318 | 0.35238
[11 empty] | 1.6321 | 1.7305 | 2.5571 | 1.3852 | 0.93818 | 0.34961
[11 empty] | 1.634 | 1.7747 | 2.6438 | 1.4205 | 0.93989 | 0.34695
[11 empty] | 1.6359 | 1.8101 | 2.74 | 1.4509 | 0.93879 | 0.34558
[11 empty] | 1.6378 | 1.8343 | 2.8215 | 1.4735 | 0.93363 | 0.3467
[11 empty] | 1.6397 | 1.8499 | 2.8759 | 1.4869 | 0.92547 | 0.35019
[11 empty] | 1.6416 | 1.8625 | 2.9015 | 1.4896 | 0.91556 | 0.3557
[11 empty] | 1.6435 | 1.8722 | 2.901 | 1.4792 | 0.90456 | 0.36292
[11 empty] | 1.6454 | 1.881 | 2.8748 | 1.4553 | 0.89316 | 0.37095
[11 empty] | 1.6473 | 1.8927 | 2.8235 | 1.4231 | 0.88206 | 0.37795
[11 empty] | 1.6492 | 1.9118 | 2.7516 | 1.3893 | 0.87335 | 0.38366
[11 empty] | 1.6511 | 1.9426 | 2.665 | 1.3595 | 0.86808 | 0.38797
[11 empty] | 1.653 | 1.9889 | 2.5827 | 1.3373 | 0.8668 | 0.39121
[11 empty] | 1.6549 | 2.0507 | 2.5189 | 1.328 | 0.87017 | 0.39384
[11 empty] | 1.6568 | 2.1211 | 2.493 | 1.334 | 0.87807 | 0.39596
[11 empty] | 1.6587 | 2.1935 | 2.501 | 1.3538 | 0.89023 | 0.39706
[11 empty] | 1.6606 | 2.2611 | 2.5396 | 1.3814 | 0.90407 | 0.39723
[11 empty] | 1.6625 | 2.319 | 2.6082 | 1.4129 | 0.91574 | 0.39624
[11 empty] | 1.6644 | 2.3648 | 2.7019 | 1.4461 | 0.924 | 0.39424
[11 empty] | 1.6663 | 2.3986 | 2.816 | 1.4773 | 0.92906 | 0.39272
[11 empty] | 1.6682 | 2.4177 | 2.9287 | 1.5033 | 0.93125 | 0.39213
[11 empty] | 1.6701 | 2.4232 | 3.02 | 1.5207 | 0.93125 | 0.39228
[11 empty] | 1.672 | 2.4213 | 3.0813 | 1.53 | 0.93013 | 0.39341
[11 empty] | 1.6739 | 2.4142 | 3.1131 | 1.5249 | 0.92817 | 0.39629
[11 empty] | 1.6758 | 2.4068 | 3.1117 | 1.5034 | 0.92557 | 0.40043
[11 empty] | 1.6777 | 2.4059 | 3.0766 | 1.4678 | 0.92264 | 0.4051
[11 empty] | 1.6796 | 2.4253 | 3.012 | 1.4238 | 0.91926 | 0.41009
[11 empty] | 1.6815 | 2.4731 | 2.9251 | 1.3792 | 0.91647 | 0.41504
[11 empty] | 1.6834 | 2.5524 | 2.8268 | 1.34 | 0.91609 | 0.41956
[11 empty] | 1.6853 | 2.6631 | 2.7329 | 1.3104 | 0.91951 | 0.42351
[11 empty] | 1.6872 | 2.7968 | 2.6698 | 1.2965 | 0.92708 | 0.42628
[11 empty] | 1.6891 | 2.9372 | 2.6433 | 1.2983 | 0.93855 | 0.42767
[11 empty] | 1.691 | 3.0722 | 2.6504 | 1.3118 | 0.95254 | 0.42778
[11 empty] | 1.6929 | 3.1936 | 2.6858 | 1.3328 | 0.96593 | 0.42673
[11 empty] | 1.6948 | 3.2943 | 2.7499 | 1.3594 | 0.97697 | 0.42448
[11 empty] | 1.6967 | 3.3708 | 2.8412 | 1.3884 | 0.98613 | 0.42202
[11 empty] | 1.6986 | 3.4244 | 2.9451 | 1.4151 | 0.99477 | 0.42067
[11 empty] | 1.7005 | 3.453 | 3.0373 | 1.436 | 1.003 | 0.42129
[11 empty] | 1.7024 | 3.4643 | 3.1025 | 1.447 | 1.0106 | 0.42384
[11 empty] | 1.7043 | 3.4583 | 3.1396 | 1.4484 | 1.0176 | 0.42791
[11 empty] | 1.7062 | 3.4356 | 3.148 | 1.4382 | 1.0235 | 0.43325
[11 empty] | 1.7081 | 3.408 | 3.1262 | 1.4113 | 1.0279 | 0.43904
[11 empty] | 1.71 | 3.3917 | 3.0719 | 1.3695 | 1.0305 | 0.44425
[11 empty] | 1.7119 | 3.4001 | 2.9883 | 1.3223 | 1.0336 | 0.44825
[11 empty] | 1.7138 | 3.4366 | 2.89 | 1.2753 | 1.0387 | 0.45099
[11 empty] | 1.7157 | 3.5074 | 2.7984 | 1.2337 | 1.0466 | 0.45254
[11 empty] | 1.7176 | 3.6036 | 2.7295 | 1.2062 | 1.058 | 0.45281
[11 empty] | 1.7195 | 3.7151 | 2.6923 | 1.1941 | 1.073 | 0.45129
[11 empty] | 1.7214 | 3.8363 | 2.6838 | 1.1913 | 1.0911 | 0.44816
[11 empty] | 1.7233 | 3.9549 | 2.6967 | 1.1956 | 1.1093 | 0.44401
[11 empty] | 1.7252 | 4.0633 | 2.7305 | 1.2067 | 1.1258 | 0.43889
[11 empty] | 1.7271 | 4.1506 | 2.7871 | 1.2231 | 1.1401 | 0.43353
[11 empty] | 1.729 | 4.2177 | 2.8623 | 1.2421 | 1.1529 | 0.42931
[11 empty] | 1.7309 | 4.2575 | 2.9397 | 1.2606 | 1.1636 | 0.42666
[11 empty] | 1.7328 | 4.2693 | 3.0005 | 1.2777 | 1.1726 | 0.42566
[11 empty] | 1.7347 | 4.2529 | 3.0361 | 1.2876 | 1.1791 | 0.42644
[11 empty] | 1.7366 | 4.2152 | 3.0486 | 1.2887 | 1.1825 | 0.42906
[11 empty] | 1.7385 | 4.17 | 3.0344 | 1.2797 | 1.1838 | 0.43317
[11 empty] | 1.7404 | 4.1232 | 2.9949 | 1.2602 | 1.1831 | 0.43782
[11 empty] | 1.7423 | 4.0883 | 2.933 | 1.2348 | 1.1813 | 0.44202
[11 empty] | 1.7442 | 4.0716 | 2.8536 | 1.2063 | 1.1811 | 0.44488
[11 empty] | 1.7461 | 4.081 | 2.7646 | 1.1762 | 1.1844 | 0.44648
[11 empty] | 1.748 | 4.1162 | 2.6796 | 1.1482 | 1.192 | 0.44719
[11 empty] | 1.7499 | 4.1753 | 2.627 | 1.1276 | 1.2045 | 0.44678
[11 empty] | 1.7518 | 4.2563 | 2.6138 | 1.1151 | 1.2218 | 0.44508
[11 empty] | 1.7537 | 4.3541 | 2.6314 | 1.1097 | 1.242 | 0.44241
[11 empty] | 1.7556 | 4.4532 | 2.6713 | 1.1094 | 1.2617 | 0.43904
[11 empty] | 1.7575 | 4.5403 | 2.7326 | 1.1106 | 1.2798 | 0.43527
[11 empty] | 1.7594 | 4.6078 | 2.8139 | 1.1107 | 1.2961 | 0.43224
[11 empty] | 1.7613 | 4.648 | 2.8964 | 1.1092 | 1.3091 | 0.43028
[11 empty] | 1.7632 | 4.6554 | 2.9609 | 1.1049 | 1.3175 | 0.42959
[11 empty] | 1.7651 | 4.6336 | 3.0002 | 1.096 | 1.3209 | 0.43038
[11 empty] | 1.767 | 4.588 | 3.012 | 1.0819 | 1.3191 | 0.433
[11 empty] | 1.7689 | 4.5285 | 2.9964 | 1.0635 | 1.3133 | 0.43748
[11 empty] | 1.7708 | 4.4678 | 2.957 | 1.0396 | 1.3052 | 0.44321
[11 empty] | 1.7727 | 4.4165 | 2.8947 | 1.0105 | 1.2952 | 0.44886
[11 empty] | 1.7746 | 4.3815 | 2.8131 | 0.98249 | 1.2855 | 0.45299
[11 empty] | 1.7765 | 4.3688 | 2.7222 | 0.9572 | 1.2782 | 0.45554
[11 empty] | 1.7784 | 4.3805 | 2.6368 | 0.93188 | 1.2735 | 0.45649
[11 empty] | 1.7803 | 4.417 | 2.5818 | 0.91115 | 1.2746 | 0.45611
[11 empty] | 1.7822 | 4.4778 | 2.5642 | 0.89627 | 1.2833 | 0.45409
[11 empty] | 1.7841 | 4.5597 | 2.5826 | 0.8858 | 1.2984 | 0.4508
[11 empty] | 1.786 | 4.6526 | 2.6296 | 0.87981 | 1.3145 | 0.44662
[11 empty] | 1.7879 | 4.7448 | 2.7001 | 0.87647 | 1.3292 | 0.44067
[11 empty] | 1.7898 | 4.8305 | 2.7904 | 0.87418 | 1.3421 | 0.43376
[11 empty] | 1.7917 | 4.9 | 2.8951 | 0.87272 | 1.3526 | 0.42732
[11 empty] | 1.7936 | 4.9415 | 2.9939 | 0.8718 | 1.3587 | 0.42135
[11 empty] | 1.7955 | 4.9571 | 3.0655 | 0.87161 | 1.3592 | 0.41651
[11 empty] | 1.7974 | 4.9497 | 3.1042 | 0.87053 | 1.3535 | 0.4138
[11 empty] | 1.7993 | 4.9229 | 3.1116 | 0.86652 | 1.3427 | 0.41365
[11 empty] | 1.8012 | 4.8871 | 3.0913 | 0.85969 | 1.3284 | 0.41582
[11 empty] | 1.8031 | 4.8487 | 3.0485 | 0.85048 | 1.3108 | 0.41938
[11 empty] | 1.805 | 4.8135 | 2.9852 | 0.84142 | 1.2916 | 0.42326
[11 empty] | 1.8069 | 4.787 | 2.9035 | 0.8347 | 1.2728 | 0.42666
[11 empty] | 1.8088 | 4.7743 | 2.8169 | 0.82706 | 1.2555 | 0.42944
[11 empty] | 1.8107 | 4.7803 | 2.7507 | 0.81918 | 1.2408 | 0.43131
[11 empty] | 1.8126 | 4.8129 | 2.7263 | 0.81351 | 1.2322 | 0.4318
[11 empty] | 1.8145 | 4.8812 | 2.7449 | 0.81232 | 1.231 | 0.43094
[11 empty] | 1.8164 | 4.9715 | 2.7945 | 0.81321 | 1.2341 | 0.4289
[11 empty] | 1.8183 | 5.0655 | 2.8718 | 0.81669 | 1.2381 | 0.42603
[11 empty] | 1.8202 | 5.1498 | 2.9755 | 0.82265 | 1.2413 | 0.42237
[11 empty] | 1.8221 | 5.2168 | 3.0967 | 0.83051 | 1.242 | 0.41848
[11 empty] | 1.824 | 5.26 | 3.2171 | 0.84108 | 1.2398 | 0.41472
[11 empty] | 1.8259 | 5.274 | 3.3185 | 0.85287 | 1.2344 | 0.41129
[11 empty] | 1.8278 | 5.2586 | 3.3919 | 0.86331 | 1.2252 | 0.4094
[11 empty] | 1.8297 | 5.2146 | 3.4365 | 0.87445 | 1.2113 | 0.40982
[11 empty] | 1.8316 | 5.1492 | 3.4514 | 0.88207 | 1.1936 | 0.41275
[11 empty] | 1.8335 | 5.0764 | 3.4389 | 0.88584 | 1.1729 | 0.4177
[11 empty] | 1.8354 | 5.0065 | 3.4028 | 0.88905 | 1.1489 | 0.4237
[11 empty] | 1.8373 | 4.9531 | 3.3472 | 0.89437 | 1.1245 | 0.42916
[11 empty] | 1.8392 | 4.9282 | 3.2773 | 0.9 | 1.0995 | 0.4339
[11 empty] | 1.8411 | 4.9308 | 3.1991 | 0.90554 | 1.0743 | 0.43796
[11 empty] | 1.843 | 4.958 | 3.1281 | 0.9128 | 1.0519 | 0.44069
[11 empty] | 1.8449 | 5.0086 | 3.0956 | 0.9222 | 1.0345 | 0.44175
[11 empty] | 1.8468 | 5.0771 | 3.109 | 0.93302 | 1.0224 | 0.44136
[11 empty] | 1.8487 | 5.1514 | 3.1614 | 0.94446 | 1.0136 | 0.43953
[11 empty] | 1.8506 | 5.2174 | 3.2548 | 0.95339 | 1.0063 | 0.43621
[11 empty] | 1.8525 | 5.2721 | 3.3863 | 0.95979 | 1.0001 | 0.43213
[11 empty] | 1.8544 | 5.3113 | 3.5407 | 0.96631 | 0.99401 | 0.42782
[11 empty] | 1.8563 | 5.3301 | 3.6849 | 0.97439 | 0.98816 | 0.42289
[11 empty] | 1.8582 | 5.322 | 3.7981 | 0.98239 | 0.98149 | 0.41833
[11 empty] | 1.8601 | 5.2827 | 3.8724 | 0.98717 | 0.9724 | 0.41508
[11 empty] | 1.862 | 5.2161 | 3.9051 | 0.98948 | 0.9608 | 0.41369
[11 empty] | 1.8639 | 5.1425 | 3.8957 | 0.98787 | 0.94627 | 0.4141
[11 empty] | 1.8658 | 5.0763 | 3.8505 | 0.98257 | 0.92784 | 0.41628
[11 empty] | 1.8677 | 5.0232 | 3.7771 | 0.97787 | 0.90692 | 0.41982
[11 empty] | 1.8696 | 4.9839 | 3.6863 | 0.97432 | 0.88478 | 0.42353
[11 empty] | 1.8715 | 4.9647 | 3.5993 | 0.97127 | 0.86229 | 0.42713
[11 empty] | 1.8734 | 4.9667 | 3.5311 | 0.96828 | 0.84077 | 0.43067
[11 empty] | 1.8753 | 4.9938 | 3.5055 | 0.96506 | 0.82211 | 0.43372
[11 empty] | 1.8772 | 5.0445 | 3.5197 | 0.9622 | 0.80883 | 0.43607
[11 empty] | 1.8791 | 5.1042 | 3.5579 | 0.95733 | 0.80052 | 0.4379
[11 empty] | 1.881 | 5.1594 | 3.622 | 0.95051 | 0.79576 | 0.43884
[11 empty] | 1.8829 | 5.204 | 3.7113 | 0.94353 | 0.79487 | 0.43841
[11 empty] | 1.8848 | 5.2321 | 3.8224 | 0.93626 | 0.79634 | 0.43723
[11 empty] | 1.8867 | 5.2327 | 3.9371 | 0.93038 | 0.79978 | 0.43509
[11 empty] | 1.8886 | 5.2003 | 4.0258 | 0.92552 | 0.80491 | 0.43244
[11 empty] | 1.8905 | 5.1368 | 4.0757 | 0.92008 | 0.81076 | 0.4298
[11 empty] | 1.8924 | 5.0539 | 4.0829 | 0.91334 | 0.81604 | 0.42777
[11 empty] | 1.8943 | 4.9644 | 4.0545 | 0.90482 | 0.8193 | 0.42666
[11 empty] | 1.8962 | 4.8748 | 3.9951 | 0.89398 | 0.8195 | 0.42629
[11 empty] | 1.8981 | 4.787 | 3.9046 | 0.88218 | 0.81549 | 0.42662
[11 empty] | 1.9 | 4.7045 | 3.7957 | 0.87298 | 0.80896 | 0.42723
[11 empty] | 1.9019 | 4.6264 | 3.6959 | 0.86636 | 0.80022 | 0.42807
[11 empty] | 1.9038 | 4.5591 | 3.6199 | 0.86103 | 0.78938 | 0.42932
[11 empty] | 1.9057 | 4.515 | 3.5798 | 0.85601 | 0.77913 | 0.43018
[11 empty] | 1.9076 | 4.499 | 3.5781 | 0.85159 | 0.77042 | 0.42994
[11 empty] | 1.9095 | 4.5035 | 3.6063 | 0.84778 | 0.76312 | 0.4289
[11 empty] | 1.9114 | 4.5205 | 3.656 | 0.84384 | 0.75764 | 0.42711
[11 empty] | 1.9133 | 4.547 | 3.7277 | 0.83805 | 0.75442 | 0.42422
[11 empty] | 1.9152 | 4.5778 | 3.8233 | 0.83222 | 0.75361 | 0.42036
[11 empty] | 1.9171 | 4.605 | 3.9297 | 0.82881 | 0.75513 | 0.41592
[11 empty] | 1.919 | 4.6025 | 4.018 | 0.82593 | 0.75865 | 0.41079
[11 empty] | 1.9209 | 4.5631 | 4.069 | 0.82122 | 0.76367 | 0.4061
[11 empty] | 1.9228 | 4.478 | 4.0826 | 0.81461 | 0.76909 | 0.40263
[11 empty] | 1.9247 | 4.3517 | 4.0616 | 0.80597 | 0.77358 | 0.40041
[11 empty] | 1.9266 | 4.192 | 4.0063 | 0.79531 | 0.7759 | 0.39898
[11 empty] | 1.9285 | 4.0166 | 3.9174 | 0.78322 | 0.77434 | 0.39796
[11 empty] | 1.9304 | 3.8452 | 3.8023 | 0.77451 | 0.76983 | 0.3971
[11 empty] | 1.9323 | 3.6947 | 3.6829 | 0.77149 | 0.76324 | 0.39577
[11 empty] | 1.9342 | 3.5735 | 3.5816 | 0.77321 | 0.75541 | 0.39422
[11 empty] | 1.9361 | 3.4896 | 3.5071 | 0.77757 | 0.74768 | 0.39257
[11 empty] | 1.938 | 3.4389 | 3.4706 | 0.78518 | 0.74173 | 0.39011
[11 empty] | 1.9399 | 3.4143 | 3.4715 | 0.79635 | 0.7391 | 0.38699
[11 empty] | 1.9418 | 3.4055 | 3.499 | 0.80942 | 0.73887 | 0.38372
[11 empty] | 1.9437 | 3.4093 | 3.5538 | 0.8218 | 0.74101 | 0.38001
[11 empty] | 1.9456 | 3.4228 | 3.6306 | 0.83089 | 0.74513 | 0.3756
[11 empty] | 1.9475 | 3.4393 | 3.7225 | 0.83692 | 0.75015 | 0.37068
[11 empty] | 1.9494 | 3.4488 | 3.81 | 0.84093 | 0.75663 | 0.3653
[11 empty] | 1.9513 | 3.4412 | 3.8707 | 0.84264 | 0.76414 | 0.36021
[11 empty] | 1.9532 | 3.4207 | 3.8987 | 0.84125 | 0.77118 | 0.35624
[11 empty] | 1.9551 | 3.3892 | 3.8916 | 0.83432 | 0.77604 | 0.35354
[11 empty] | 1.957 | 3.3511 | 3.8503 | 0.82241 | 0.77769 | 0.35116
[11 empty] | 1.9589 | 3.3101 | 3.7752 | 0.80712 | 0.77455 | 0.34879
[11 empty] | 1.9608 | 3.2732 | 3.665 | 0.79234 | 0.76668 | 0.34667
[11 empty] | 1.9627 | 3.2494 | 3.529 | 0.78184 | 0.75742 | 0.34468
[11 empty] | 1.9646 | 3.2494 | 3.3912 | 0.7763 | 0.74767 | 0.34296
[11 empty] | 1.9665 | 3.2825 | 3.2738 | 0.77588 | 0.73746 | 0.3417
[11 empty] | 1.9684 | 3.348 | 3.1974 | 0.77883 | 0.72835 | 0.34067
[11 empty] | 1.9703 | 3.4367 | 3.1641 | 0.78613 | 0.72208 | 0.33935
[11 empty] | 1.9722 | 3.5285 | 3.1638 | 0.79829 | 0.71788 | 0.33782
[11 empty] | 1.9741 | 3.6118 | 3.1886 | 0.8137 | 0.71485 | 0.33617
[11 empty] | 1.976 | 3.6864 | 3.2467 | 0.8299 | 0.71349 | 0.33384
[11 empty] | 1.9779 | 3.7471 | 3.3305 | 0.8433 | 0.71355 | 0.3309
[11 empty] | 1.9798 | 3.7907 | 3.4163 | 0.85566 | 0.71486 | 0.32729
[11 empty] | 1.9817 | 3.8202 | 3.4832 | 0.86524 | 0.71664 | 0.32274
[11 empty] | 1.9836 | 3.8353 | 3.5147 | 0.87047 | 0.71717 | 0.31828
[11 empty] | 1.9855 | 3.8297 | 3.511 | 0.87048 | 0.71625 | 0.31473
[11 empty] | 1.9874 | 3.8108 | 3.4802 | 0.86373 | 0.71196 | 0.31198
[11 empty] | 1.9893 | 3.7768 | 3.4241 | 0.85031 | 0.70241 | 0.30959
[11 empty] | 1.9912 | 3.7251 | 3.3399 | 0.83371 | 0.68811 | 0.30784
[11 empty] | 1.9931 | 3.6604 | 3.2293 | 0.81944 | 0.67059 | 0.3067
[11 empty] | 1.995 | 3.5866 | 3.1064 | 0.81268 | 0.65116 | 0.30633
[11 empty] | 1.9969 | 3.5205 | 2.9981 | 0.81552 | 0.63072 | 0.30721
[11 empty] | 1.9988 | 3.4787 | 2.9286 | 0.82784 | 0.61126 | 0.30913
[11 empty] | 2.0007 | 3.4702 | 2.905 | 0.84907 | 0.59402 | 0.31125
[11 empty] | 2.0026 | 3.4852 | 2.9209 | 0.87905 | 0.57927 | 0.31336
[11 empty] | 2.0045 | 3.5031 | 2.9633 | 0.91337 | 0.56648 | 0.31529
[11 empty] | 2.0064 | 3.5235 | 3.0271 | 0.94655 | 0.55688 | 0.31693
[11 empty] | 2.0083 | 3.5426 | 3.1103 | 0.97565 | 0.54974 | 0.31845
[11 empty] | 2.0102 | 3.5603 | 3.2057 | 0.99934 | 0.54369 | 0.31985
[11 empty] | 2.0121 | 3.5819 | 3.2917 | 1.0157 | 0.53903 | 0.32106
[11 empty] | 2.014 | 3.6149 | 3.3482 | 1.0247 | 0.53447 | 0.32243
[11 empty] | 2.0159 | 3.6531 | 3.3657 | 1.0247 | 0.53005 | 0.32429
[11 empty] | 2.0178 | 3.6832 | 3.3419 | 1.0146 | 0.52539 | 0.32668
[11 empty] | 2.0197 | 3.6959 | 3.2764 | 0.99743 | 0.51992 | 0.32934
[11 empty] | 2.0216 | 3.6855 | 3.1705 | 0.97688 | 0.51259 | 0.3322
[11 empty] | 2.0235 | 3.6495 | 3.0387 | 0.95884 | 0.5039 | 0.33547
[11 empty] | 2.0254 | 3.5961 | 2.9032 | 0.94875 | 0.4958 | 0.33911
[11 empty] | 2.0273 | 3.5336 | 2.7744 | 0.95012 | 0.48771 | 0.3438
[11 empty] | 2.0292 | 3.4643 | 2.6643 | 0.96298 | 0.48026 | 0.35009
[11 empty] | 2.0311 | 3.3978 | 2.5917 | 0.98612 | 0.47505 | 0.35723
[11 empty] | 2.033 | 3.3396 | 2.5583 | 1.0184 | 0.47338 | 0.36465
[11 empty] | 2.0349 | 3.2791 | 2.5601 | 1.0567 | 0.47431 | 0.37181
[11 empty] | 2.0368 | 3.2205 | 2.5907 | 1.0945 | 0.4784 | 0.37797
[11 empty] | 2.0387 | 3.172 | 2.6513 | 1.128 | 0.48454 | 0.38297
[11 empty] | 2.0406 | 3.1401 | 2.747 | 1.1546 | 0.49152 | 0.38697
[11 empty] | 2.0425 | 3.1326 | 2.8581 | 1.1749 | 0.49821 | 0.39006
[11 empty] | 2.0444 | 3.1512 | 2.9509 | 1.1885 | 0.50408 | 0.39228
[11 empty] | 2.0463 | 3.1874 | 3.0104 | 1.195 | 0.50861 | 0.39413
[11 empty] | 2.0482 | 3.229 | 3.0324 | 1.1944 | 0.51214 | 0.39581
[11 empty] | 2.0501 | 3.266 | 3.0122 | 1.1882 | 0.51512 | 0.39714
[11 empty] | 2.052 | 3.2844 | 2.953 | 1.1799 | 0.51764 | 0.3982
[11 empty] | 2.0539 | 3.2759 | 2.8631 | 1.1722 | 0.51847 | 0.39928
[11 empty] | 2.0558 | 3.2459 | 2.7605 | 1.1688 | 0.51898 | 0.40055
[11 empty] | 2.0577 | 3.2022 | 2.6648 | 1.1744 | 0.52094 | 0.4026
[11 empty] | 2.0596 | 3.1468 | 2.5897 | 1.1922 | 0.52348 | 0.40619
[11 empty] | 2.0615 | 3.0831 | 2.5431 | 1.2222 | 0.5278 | 0.41135
[11 empty] | 2.0634 | 3.0204 | 2.5347 | 1.2626 | 0.53471 | 0.41722
[11 empty] | 2.0653 | 2.9604 | 2.5569 | 1.3112 | 0.54331 | 0.42321
[11 empty] | 2.0672 | 2.9 | 2.6016 | 1.3646 | 0.55247 | 0.42882
[11 empty] | 2.0691 | 2.8379 | 2.6698 | 1.4161 | 0.56158 | 0.43341
[11 empty] | 2.071 | 2.7758 | 2.7669 | 1.4615 | 0.56935 | 0.43692
[11 empty] | 2.0729 | 2.7236 | 2.886 | 1.4997 | 0.57529 | 0.43962
[11 empty] | 2.0748 | 2.6875 | 2.9999 | 1.5303 | 0.57935 | 0.44115
[11 empty] | 2.0767 | 2.6684 | 3.0843 | 1.554 | 0.58079 | 0.44218
[11 empty] | 2.0786 | 2.6619 | 3.1321 | 1.571 | 0.58053 | 0.44288
[11 empty] | 2.0805 | 2.66 | 3.1395 | 1.5817 | 0.58032 | 0.44309
[11 empty] | 2.0824 | 2.6586 | 3.1044 | 1.5897 | 0.58057 | 0.44307
[11 empty] | 2.0843 | 2.6563 | 3.0357 | 1.5973 | 0.58057 | 0.44325
[11 empty] | 2.0862 | 2.6546 | 2.9527 | 1.6069 | 0.58048 | 0.44413
[11 empty] | 2.0881 | 2.6465 | 2.8705 | 1.6224 | 0.57988 | 0.44611
[11 empty] | 2.09 | 2.6323 | 2.8003 | 1.6478 | 0.57921 | 0.45024
[11 empty] | 2.0919 | 2.6157 | 2.7508 | 1.6837 | 0.57916 | 0.45653
[11 empty] | 2.0938 | 2.5959 | 2.739 | 1.7304 | 0.58092 | 0.46423
[11 empty] | 2.0957 | 2.5741 | 2.7599 | 1.7865 | 0.58489 | 0.47276
[11 empty] | 2.0976 | 2.5428 | 2.7979 | 1.8493 | 0.58946 | 0.48189
[11 empty] | 2.0995 | 2.4983 | 2.8511 | 1.9109 | 0.59479 | 0.49069
[11 empty] | 2.1014 | 2.4446 | 2.9219 | 1.9671 | 0.60063 | 0.49835
[11 empty] | 2.1033 | 2.3858 | 3.006 | 2.0171 | 0.6062 | 0.50457
[11 empty] | 2.1052 | 2.3283 | 3.093 | 2.0606 | 0.61187 | 0.5092
[11 empty] | 2.1071 | 2.2817 | 3.1669 | 2.0964 | 0.61757 | 0.51218
[11 empty] | 2.109 | 2.2626 | 3.2159 | 2.1219 | 0.62293 | 0.51408
[11 empty] | 2.1109 | 2.2724 | 3.2332 | 2.1366 | 0.62811 | 0.51499
[11 empty] | 2.1128 | 2.2982 | 3.2144 | 2.1428 | 0.63347 | 0.51523
[11 empty] | 2.1147 | 2.3254 | 3.1614 | 2.1438 | 0.63796 | 0.51533
[11 empty] | 2.1166 | 2.3494 | 3.0855 | 2.1424 | 0.6405 | 0.51581
[11 empty] | 2.1185 | 2.3664 | 3.0018 | 2.1421 | 0.64207 | 0.51764
[11 empty] | 2.1204 | 2.3665 | 2.9181 | 2.147 | 0.64226 | 0.52171
[11 empty] | 2.1223 | 2.3468 | 2.848 | 2.1585 | 0.64138 | 0.52839
[11 empty] | 2.1242 | 2.3175 | 2.8007 | 2.1778 | 0.64035 | 0.53702
[11 empty] | 2.1261 | 2.2871 | 2.7845 | 2.209 | 0.63977 | 0.54676
[11 empty] | 2.128 | 2.2566 | 2.794 | 2.2536 | 0.63959 | 0.55723
[11 empty] | 2.1299 | 2.2262 | 2.8192 | 2.3055 | 0.63943 | 0.5677
[11 empty] | 2.1318 | 2.206 | 2.8625 | 2.356 | 0.63907 | 0.57727
[11 empty] | 2.1337 | 2.1993 | 2.9233 | 2.3982 | 0.63827 | 0.58551
[11 empty] | 2.1356 | 2.2036 | 2.997 | 2.4308 | 0.63651 | 0.59229
[11 empty] | 2.1375 | 2.2088 | 3.064 | 2.4522 | 0.63367 | 0.59721
[11 empty] | 2.1394 | 2.2102 | 3.1073 | 2.4627 | 0.63063 | 0.60085
[11 empty] | 2.1413 | 2.2125 | 3.118 | 2.4621 | 0.62783 | 0.60339
[11 empty] | 2.1432 | 2.2183 | 3.094 | 2.4506 | 0.62541 | 0.60484
[11 empty] | 2.1451 | 2.2254 | 3.0327 | 2.4342 | 0.6219 | 0.60619
[11 empty] | 2.147 | 2.2295 | 2.9423 | 2.4168 | 0.61613 | 0.60772
[11 empty] | 2.1489 | 2.2366 | 2.8394 | 2.4 | 0.60925 | 0.60957
[11 empty] | 2.1508 | 2.2409 | 2.741 | 2.3852 | 0.60127 | 0.61236
[11 empty] | 2.1527 | 2.2396 | 2.6602 | 2.3772 | 0.5923 | 0.61667
[11 empty] | 2.1546 | 2.2353 | 2.6003 | 2.3816 | 0.5839 | 0.62199
[11 empty] | 2.1565 | 2.2205 | 2.5746 | 2.4031 | 0.57696 | 0.62775
[11 empty] | 2.1584 | 2.1993 | 2.5807 | 2.4414 | 0.57142 | 0.63387
[11 empty] | 2.1603 | 2.1812 | 2.6071 | 2.4899 | 0.56736 | 0.64041
[11 empty] | 2.1622 | 2.1681 | 2.6551 | 2.5353 | 0.56468 | 0.64625
[11 empty] | 2.1641 | 2.164 | 2.7293 | 2.5692 | 0.56252 | 0.6508
[11 empty] | 2.166 | 2.1655 | 2.8236 | 2.5928 | 0.56007 | 0.65408
[11 empty] | 2.1679 | 2.1659 | 2.9232 | 2.6044 | 0.55707 | 0.6559
[11 empty] | 2.1698 | 2.1553 | 3.0082 | 2.6039 | 0.55341 | 0.65643
[11 empty] | 2.1717 | 2.1432 | 3.0675 | 2.5917 | 0.54931 | 0.6559
[11 empty] | 2.1736 | 2.1355 | 3.0955 | 2.5692 | 0.54576 | 0.65399
[11 empty] | 2.1755 | 2.1285 | 3.0868 | 2.5399 | 0.5423 | 0.651
[11 empty] | 2.1774 | 2.1181 | 3.0405 | 2.5082 | 0.53755 | 0.64778
[11 empty] | 2.1793 | 2.1083 | 2.9641 | 2.4753 | 0.53179 | 0.64478
[11 empty] | 2.1812 | 2.1046 | 2.8752 | 2.4464 | 0.52568 | 0.64284
[11 empty] | 2.1831 | 2.1027 | 2.7904 | 2.426 | 0.5197 | 0.64231
[11 empty] | 2.185 | 2.106 | 2.7189 | 2.4175 | 0.51429 | 0.64302
[11 empty] | 2.1869 | 2.1112 | 2.673 | 2.4227 | 0.50949 | 0.64469
[11 empty] | 2.1888 | 2.1104 | 2.6603 | 2.4411 | 0.50527 | 0.64722
[11 empty] | 2.1907 | 2.0956 | 2.6734 | 2.4667 | 0.50128 | 0.65065
[11 empty] | 2.1926 | 2.0673 | 2.7043 | 2.4915 | 0.49762 | 0.65378
[11 empty] | 2.1945 | 2.0264 | 2.7596 | 2.509 | 0.49438 | 0.65571
[11 empty] | 2.1964 | 1.9693 | 2.8389 | 2.5147 | 0.49111 | 0.65641
[11 empty] | 2.1983 | 1.8961 | 2.9345 | 2.51 | 0.48753 | 0.65569
[11 empty] | 2.2002 | 1.8039 | 3.0325 | 2.4941 | 0.48311 | 0.65317
[11 empty] | 2.2021 | 1.6978 | 3.1079 | 2.4663 | 0.47808 | 0.64905
[11 empty] | 2.204 | 1.5854 | 3.1495 | 2.4269 | 0.47292 | 0.64298
[11 empty] | 2.2059 | 1.474 | 3.1556 | 2.3789 | 0.46763 | 0.63512
[11 empty] | 2.2078 | 1.37 | 3.1246 | 2.3272 | 0.46185 | 0.62631
[11 empty] | 2.2097 | 1.2837 | 3.0627 | 2.2748 | 0.45565 | 0.6172
[11 empty] | 2.2116 | 1.2298 | 2.9831 | 2.2224 | 0.45009 | 0.60847
[11 empty] | 2.2135 | 1.2108 | 2.9018 | 2.1762 | 0.44607 | 0.60087
[11 empty] | 2.2154 | 1.2254 | 2.8321 | 2.1418 | 0.44391 | 0.59458
[11 empty] | 2.2173 | 1.2629 | 2.7832 | 2.1182 | 0.44351 | 0.5892
[11 empty] | 2.2192 | 1.3172 | 2.7652 | 2.1105 | 0.44395 | 0.5848
[11 empty] | 2.2211 | 1.3857 | 2.7675 | 2.1156 | 0.44457 | 0.58151
[11 empty] | 2.223 | 1.4532 | 2.7849 | 2.1246 | 0.44545 | 0.5789
[11 empty] | 2.2249 | 1.5096 | 2.8191 | 2.1301 | 0.44625 | 0.57604
[11 empty] | 2.2268 | 1.5495 | 2.8751 | 2.1265 | 0.44626 | 0.57286
[11 empty] | 2.2287 | 1.5708 | 2.9529 | 2.114 | 0.44483 | 0.56946
[11 empty] | 2.2306 | 1.5644 | 3.0396 | 2.0927 | 0.44198 | 0.5656
[11 empty] | 2.2325 | 1.5267 | 3.1254 | 2.0627 | 0.43785 | 0.56133
[11 empty] | 2.2344 | 1.4658 | 3.1817 | 2.0217 | 0.43269 | 0.55646
[11 empty] | 2.2363 | 1.388 | 3.1968 | 1.9698 | 0.42711 | 0.55044
[11 empty] | 2.2382 | 1.2996 | 3.1711 | 1.9096 | 0.42107 | 0.54363
[11 empty] | 2.2401 | 1.2136 | 3.1147 | 1.8449 | 0.41455 | 0.53655
[11 empty] | 2.242 | 1.1419 | 3.041 | 1.778 | 0.40849 | 0.52911
[11 empty] | 2.2439 | 1.0947 | 2.9632 | 1.7146 | 0.40414 | 0.52225
[11 empty] | 2.2458 | 1.0773 | 2.898 | 1.6593 | 0.40185 | 0.51654
[11 empty] | 2.2477 | 1.0937 | 2.8561 | 1.6173 | 0.40122 | 0.51226
[11 empty] | 2.2496 | 1.1444 | 2.8433 | 1.5899 | 0.4013 | 0.50935
[11 empty] | 2.2515 | 1.2234 | 2.8555 | 1.5788 | 0.40124 | 0.50775
[11 empty] | 2.2534 | 1.3196 | 2.8837 | 1.5787 | 0.40086 | 0.50737
[11 empty] | 2.2553 | 1.4205 | 2.9192 | 1.5836 | 0.39976 | 0.50735
[11 empty] | 2.2572 | 1.5093 | 2.9712 | 1.5866 | 0.39686 | 0.50711
[11 empty] | 2.2591 | 1.5708 | 3.0438 | 1.5842 | 0.39199 | 0.50641
[11 empty] | 2.261 | 1.5986 | 3.1243 | 1.5753 | 0.38546 | 0.50534
[11 empty] | 2.2629 | 1.5857 | 3.1907 | 1.5618 | 0.37759 | 0.50356
[11 empty] | 2.2648 | 1.5433 | 3.226 | 1.5464 | 0.36997 | 0.50125
[11 empty] | 2.2667 | 1.4853 | 3.226 | 1.5287 | 0.36271 | 0.49805
[11 empty] | 2.2686 | 1.4221 | 3.1917 | 1.5098 | 0.3556 | 0.49382
[11 empty] | 2.2705 | 1.365 | 3.1259 | 1.4889 | 0.34849 | 0.48897
[11 empty] | 2.2724 | 1.3231 | 3.0307 | 1.4642 | 0.34171 | 0.48326
[11 empty] | 2.2743 | 1.3089 | 2.9142 | 1.4394 | 0.33597 | 0.47724
[11 empty] | 2.2762 | 1.3259 | 2.7994 | 1.424 | 0.33179 | 0.47216
[11 empty] | 2.2781 | 1.3756 | 2.7095 | 1.4216 | 0.32965 | 0.46884
[11 empty] | 2.28 | 1.4552 | 2.6581 | 1.4348 | 0.32922 | 0.46754
[11 empty] | 2.2819 | 1.5561 | 2.6539 | 1.4639 | 0.32965 | 0.46823
[11 empty] | 2.2838 | 1.6682 | 2.6786 | 1.5056 | 0.33074 | 0.47068
[11 empty] | 2.2857 | 1.7808 | 2.7161 | 1.5522 | 0.33226 | 0.47414
[11 empty] | 2.2876 | 1.8846 | 2.7698 | 1.5996 | 0.33355 | 0.47791
[11 empty] | 2.2895 | 1.9728 | 2.84 | 1.6439 | 0.33347 | 0.48161
[11 empty] | 2.2914 | 2.0391 | 2.9184 | 1.6842 | 0.33206 | 0.48511
[11 empty] | 2.2933 | 2.0789 | 2.9832 | 1.7185 | 0.32913 | 0.48825
[11 empty] | 2.2952 | 2.0929 | 3.0241 | 1.7468 | 0.32497 | 0.49086
[11 empty] | 2.2971 | 2.0875 | 3.0328 | 1.7663 | 0.32045 | 0.49242
[11 empty] | 2.299 | 2.0697 | 3.0048 | 1.7748 | 0.31611 | 0.49239
[11 empty] | 2.3009 | 2.0477 | 2.9433 | 1.7715 | 0.31201 | 0.49085
[11 empty] | 2.3028 | 2.0302 | 2.857 | 1.7586 | 0.30793 | 0.48819
[11 empty] | 2.3047 | 2.0297 | 2.7519 | 1.7428 | 0.30441 | 0.48425
[11 empty] | 2.3066 | 2.0554 | 2.6363 | 1.7264 | 0.30247 | 0.48026
[11 empty] | 2.3085 | 2.1115 | 2.5292 | 1.7114 | 0.30277 | 0.47673
[11 empty] | 2.3104 | 2.1931 | 2.448 | 1.7008 | 0.30601 | 0.47405
[11 empty] | 2.3123 | 2.2953 | 2.4111 | 1.7036 | 0.31229 | 0.47257
[11 empty] | 2.3142 | 2.4179 | 2.4149 | 1.7239 | 0.32101 | 0.47295
[11 empty] | 2.3161 | 2.5555 | 2.4472 | 1.7598 | 0.3313 | 0.4748
[11 empty] | 2.318 | 2.6895 | 2.4923 | 1.8026 | 0.34095 | 0.47679
[11 empty] | 2.3199 | 2.8101 | 2.5475 | 1.8447 | 0.34906 | 0.47858
[11 empty] | 2.3218 | 2.9105 | 2.6133 | 1.8809 | 0.35573 | 0.47965
[11 empty] | 2.3237 | 2.9907 | 2.6788 | 1.9096 | 0.36072 | 0.47959
[11 empty] | 2.3256 | 3.0487 | 2.7244 | 1.9301 | 0.36399 | 0.47822
[11 empty] | 2.3275 | 3.087 | 2.7378 | 1.9421 | 0.36649 | 0.47534
[11 empty] | 2.3294 | 3.1091 | 2.7175 | 1.945 | 0.36887 | 0.47066
[11 empty] | 2.3313 | 3.1203 | 2.6665 | 1.9381 | 0.37141 | 0.46449
[11 empty] | 2.3332 | 3.1245 | 2.5882 | 1.9221 | 0.37411 | 0.45722
[11 empty] | 2.3351 | 3.1287 | 2.4897 | 1.9002 | 0.37751 | 0.4488
[11 empty] | 2.337 | 3.145 | 2.3753 | 1.8781 | 0.38336 | 0.44005
[11 empty] | 2.3389 | 3.1825 | 2.2592 | 1.8602 | 0.39293 | 0.43228
[11 empty] | 2.3408 | 3.2419 | 2.154 | 1.8435 | 0.40704 | 0.42586
[11 empty] | 2.3427 | 3.3195 | 2.0789 | 1.8331 | 0.42587 | 0.42113
[11 empty] | 2.3446 | 3.4209 | 2.0533 | 1.8339 | 0.44774 | 0.41842
[11 empty] | 2.3465 | 3.5432 | 2.072 | 1.8474 | 0.47199 | 0.4179
[11 empty] | 2.3484 | 3.6694 | 2.1215 | 1.8689 | 0.49749 | 0.41866
[11 empty] | 2.3503 | 3.7799 | 2.2001 | 1.8891 | 0.52106 | 0.41997
[11 empty] | 2.3522 | 3.8743 | 2.3009 | 1.9018 | 0.54143 | 0.42175
[11 empty] | 2.3541 | 3.9455 | 2.4098 | 1.9052 | 0.55819 | 0.4236
[11 empty] | 2.356 | 3.987 | 2.4995 | 1.9006 | 0.5699 | 0.42463
[11 empty] | 2.3579 | 4.0058 | 2.5547 | 1.8884 | 0.57733 | 0.42422
[11 empty] | 2.3598 | 4.0043 | 2.5743 | 1.8697 | 0.58107 | 0.42208
[11 empty] | 2.3617 | 3.9831 | 2.5612 | 1.8465 | 0.58136 | 0.41844
[11 empty] | 2.3636 | 3.9469 | 2.5212 | 1.8198 | 0.57956 | 0.41389
[11 empty] | 2.3655 | 3.9119 | 2.4619 | 1.7893 | 0.57695 | 0.40844
[11 empty] | 2.3674 | 3.8975 | 2.3847 | 1.7602 | 0.57551 | 0.40219
[11 empty] | 2.3693 | 3.9072 | 2.2959 | 1.7419 | 0.57791 | 0.39612
[11 empty] | 2.3712 | 3.938 | 2.2052 | 1.7369 | 0.5861 | 0.39061
[11 empty] | 2.3731 | 3.9839 | 2.1247 | 1.7443 | 0.60122 | 0.38639
[11 empty] | 2.375 | 4.0437 | 2.0749 | 1.7646 | 0.62238 | 0.38399
[11 empty] | 2.3769 | 4.1175 | 2.0667 | 1.7982 | 0.64813 | 0.38351
[11 empty] | 2.3788 | 4.1956 | 2.0941 | 1.8403 | 0.67656 | 0.38463
[11 empty] | 2.3807 | 4.2567 | 2.1433 | 1.8812 | 0.70408 | 0.3862
[11 empty] | 2.3826 | 4.2985 | 2.2148 | 1.915 | 0.72848 | 0.38826
[11 empty] | 2.3845 | 4.3232 | 2.3074 | 1.9388 | 0.74959 | 0.39057
[11 empty] | 2.3864 | 4.33 | 2.4045 | 1.951 | 0.76666 | 0.39215
[11 empty] | 2.3883 | 4.3205 | 2.4845 | 1.9519 | 0.77958 | 0.39336
[11 empty] | 2.3902 | 4.2952 | 2.538 | 1.9442 | 0.78919 | 0.39426
[11 empty] | 2.3921 | 4.2537 | 2.5622 | 1.9301 | 0.79588 | 0.39479
[11 empty] | 2.394 | 4.2125 | 2.56 | 1.91 | 0.80053 | 0.39507
[11 empty] | 2.3959 | 4.1864 | 2.5376 | 1.8832 | 0.80452 | 0.39498
[11 empty] | 2.3978 | 4.1729 | 2.4972 | 1.8509 | 0.80927 | 0.39414
[11 empty] | 2.3997 | 4.174 | 2.4431 | 1.8256 | 0.81675 | 0.3932
[11 empty] | 2.4016 | 4.1846 | 2.3815 | 1.8131 | 0.82879 | 0.39327
[11 empty] | 2.4035 | 4.2043 | 2.3199 | 1.8138 | 0.84693 | 0.39462
[11 empty] | 2.4054 | 4.238 | 2.2743 | 1.8317 | 0.87061 | 0.39742
[11 empty] | 2.4073 | 4.2816 | 2.2574 | 1.8633 | 0.89815 | 0.40183
[11 empty] | 2.4092 | 4.3311 | 2.2685 | 1.9067 | 0.9279 | 0.40751
[11 empty] | 2.4111 | 4.3718 | 2.3065 | 1.9562 | 0.95711 | 0.41372
[11 empty] | 2.413 | 4.3973 | 2.372 | 2.003 | 0.98252 | 0.42057
[11 empty] | 2.4149 | 4.412 | 2.4673 | 2.0428 | 1.0029 | 0.4277
[11 empty] | 2.4168 | 4.4119 | 2.584 | 2.072 | 1.0182 | 0.4343
[11 empty] | 2.4187 | 4.3937 | 2.6937 | 2.0861 | 1.0277 | 0.44017
[11 empty] | 2.4206 | 4.3569 | 2.776 | 2.0857 | 1.0322 | 0.4453
[11 empty] | 2.4225 | 4.3045 | 2.8286 | 2.0718 | 1.0324 | 0.44946
[11 empty] | 2.4244 | 4.2432 | 2.8523 | 2.0448 | 1.0291 | 0.45254
[11 empty] | 2.4263 | 4.1847 | 2.8484 | 2.0074 | 1.0239 | 0.45456
[11 empty] | 2.4282 | 4.1359 | 2.8198 | 1.962 | 1.0185 | 0.45537
[11 empty] | 2.4301 | 4.0907 | 2.7715 | 1.9178 | 1.0151 | 0.45487
[11 empty] | 2.432 | 4.0533 | 2.7118 | 1.8816 | 1.0164 | 0.45445
[11 empty] | 2.4339 | 4.025 | 2.6448 | 1.8605 | 1.0248 | 0.45475
[11 empty] | 2.4358 | 4.0079 | 2.5752 | 1.8596 | 1.0398 | 0.45576
[11 empty] | 2.4377 | 4.0076 | 2.5198 | 1.88 | 1.0593 | 0.4578
[11 empty] | 2.4396 | 4.0222 | 2.4931 | 1.9175 | 1.0828 | 0.46089
[11 empty] | 2.4415 | 4.0432 | 2.5016 | 1.9631 | 1.1085 | 0.46466
[11 empty] | 2.4434 | 4.06 | 2.5429 | 2.0104 | 1.1323 | 0.46892
[11 empty] | 2.4453 | 4.0717 | 2.6166 | 2.0524 | 1.1521 | 0.47356
[11 empty] | 2.4472 | 4.0769 | 2.7222 | 2.0827 | 1.1668 | 0.47809
[11 empty] | 2.4491 | 4.0795 | 2.8337 | 2.0989 | 1.1762 | 0.48193
[11 empty] | 2.451 | 4.0748 | 2.9277 | 2.0985 | 1.1806 | 0.48508
[11 empty] | 2.4529 | 4.053 | 2.9986 | 2.0819 | 1.1802 | 0.48719
[11 empty] | 2.4548 | 4.0133 | 3.0432 | 2.0524 | 1.1749 | 0.48781
[11 empty] | 2.4567 | 3.9608 | 3.0623 | 2.0127 | 1.1655 | 0.48689
[11 empty] | 2.4586 | 3.8989 | 3.0592 | 1.9677 | 1.1547 | 0.48467
[11 empty] | 2.4605 | 3.8378 | 3.0364 | 1.9247 | 1.1443 | 0.481
[11 empty] | 2.4624 | 3.7876 | 2.9964 | 1.886 | 1.1364 | 0.47683
[11 empty] | 2.4643 | 3.7518 | 2.9473 | 1.8552 | 1.1333 | 0.47291
[11 empty] | 2.4662 | 3.7307 | 2.8963 | 1.8361 | 1.1355 | 0.46945
[11 empty] | 2.4681 | 3.7225 | 2.8513 | 1.8321 | 1.1424 | 0.46694
[11 empty] | 2.47 | 3.7278 | 2.8231 | 1.8444 | 1.1541 | 0.4661
[11 empty] | 2.4719 | 3.7414 | 2.8188 | 1.8688 | 1.1697 | 0.46721
[11 empty] | 2.4738 | 3.7612 | 2.8387 | 1.8973 | 1.1866 | 0.47013
[11 empty] | 2.4757 | 3.7799 | 2.8868 | 1.9202 | 1.2019 | 0.47437
[11 empty] | 2.4776 | 3.7957 | 2.9698 | 1.9318 | 1.2145 | 0.47897
[11 empty] | 2.4795 | 3.8073 | 3.0737 | 1.9306 | 1.2236 | 0.48277
[11 empty] | 2.4814 | 3.8108 | 3.1763 | 1.9137 | 1.2283 | 0.48558
[11 empty] | 2.4833 | 3.8023 | 3.2649 | 1.8829 | 1.2287 | 0.48741
[11 empty] | 2.4852 | 3.7872 | 3.3313 | 1.8389 | 1.2241 | 0.48778
[11 empty] | 2.4871 | 3.7672 | 3.372 | 1.7845 | 1.2144 | 0.48648
[11 empty] | 2.489 | 3.7354 | 3.3826 | 1.7232 | 1.2021 | 0.48357
[11 empty] | 2.4909 | 3.6902 | 3.3623 | 1.6611 | 1.1888 | 0.47909
[11 empty] | 2.4928 | 3.6375 | 3.3147 | 1.6066 | 1.1771 | 0.47327
[11 empty] | 2.4947 | 3.5841 | 3.2485 | 1.5632 | 1.1691 | 0.46724
[11 empty] | 2.4966 | 3.5363 | 3.1774 | 1.5314 | 1.1658 | 0.46139
[11 empty] | 2.4985 | 3.5047 | 3.1127 | 1.5128 | 1.1666 | 0.4558
[11 empty] | 2.5004 | 3.492 | 3.0714 | 1.509 | 1.1718 | 0.45096
[11 empty] | 2.5023 | 3.4967 | 3.0599 | 1.5192 | 1.1823 | 0.44807
[11 empty] | 2.5042 | 3.5104 | 3.0831 | 1.5386 | 1.1945 | 0.44724
[11 empty] | 2.5061 | 3.5289 | 3.1417 | 1.5595 | 1.2043 | 0.44816
[11 empty] | 2.508 | 3.5551 | 3.2368 | 1.5768 | 1.2124 | 0.45059
[11 empty] | 2.5099 | 3.5886 | 3.362 | 1.5858 | 1.2189 | 0.45328
[11 empty] | 2.5118 | 3.6267 | 3.4963 | 1.5833 | 1.2232 | 0.45587
[11 empty] | 2.5137 | 3.6665 | 3.6145 | 1.5669 | 1.2246 | 0.45815
[11 empty] | 2.5156 | 3.7055 | 3.7002 | 1.5376 | 1.2232 | 0.45944
[11 empty] | 2.5175 | 3.7428 | 3.7484 | 1.4979 | 1.2182 | 0.45938
[11 empty] | 2.5194 | 3.7761 | 3.7617 | 1.4502 | 1.2106 | 0.45776
[11 empty] | 2.5213 | 3.8003 | 3.7411 | 1.3976 | 1.2029 | 0.45443
[11 empty] | 2.5232 | 3.8103 | 3.7034 | 1.3473 | 1.1957 | 0.44938
[11 empty] | 2.5251 | 3.8029 | 3.6477 | 1.3064 | 1.1902 | 0.44346
[11 empty] | 2.527 | 3.7786 | 3.5826 | 1.274 | 1.1875 | 0.43687
[11 empty] | 2.5289 | 3.7415 | 3.52 | 1.2491 | 1.188 | 0.42981
[11 empty] | 2.5308 | 3.7027 | 3.4677 | 1.2361 | 1.1917 | 0.42323
[11 empty] | 2.5327 | 3.6733 | 3.4423 | 1.2376 | 1.1987 | 0.41785
[11 empty] | 2.5346 | 3.6549 | 3.4611 | 1.2516 | 1.2082 | 0.41449
[11 empty] | 2.5365 | 3.649 | 3.5232 | 1.27 | 1.2165 | 0.41299
[11 empty] | 2.5384 | 3.6538 | 3.6212 | 1.287 | 1.2226 | 0.41295
[11 empty] | 2.5403 | 3.6705 | 3.754 | 1.2986 | 1.2268 | 0.41378
[11 empty] | 2.5422 | 3.7021 | 3.9019 | 1.3024 | 1.2296 | 0.41486
[11 empty] | 2.5441 | 3.7451 | 4.0381 | 1.2955 | 1.23 | 0.41586
[11 empty] | 2.546 | 3.8003 | 4.1439 | 1.2777 | 1.2268 | 0.41623
[11 empty] | 2.5479 | 3.8673 | 4.211 | 1.2496 | 1.219 | 0.41552
[11 empty] | 2.5498 | 3.9402 | 4.2424 | 1.2126 | 1.2063 | 0.41404
[11 empty] | 2.5517 | 4.0102 | 4.2414 | 1.169 | 1.1916 | 0.41146
[11 empty] | 2.5536 | 4.065 | 4.2095 | 1.1245 | 1.1756 | 0.40744
[11 empty] | 2.5555 | 4.1046 | 4.155 | 1.0908 | 1.159 | 0.40235
[11 empty] | 2.5574 | 4.128 | 4.0886 | 1.0697 | 1.1442 | 0.39669
[11 empty] | 2.5593 | 4.1376 | 4.0206 | 1.0551 | 1.1325 | 0.39021
[11 empty] | 2.5612 | 4.1341 | 3.9627 | 1.0481 | 1.1245 | 0.38356
[11 empty] | 2.5631 | 4.1208 | 3.9326 | 1.054 | 1.1205 | 0.3775
[11 empty] | 2.565 | 4.0976 | 3.9262 | 1.0724 | 1.1206 | 0.37291
[11 empty] | 2.5669 | 4.0693 | 3.9408 | 1.1011 | 1.124 | 0.37015
[11 empty] | 2.5688 | 4.0393 | 3.9851 | 1.1363 | 1.1288 | 0.36966
[11 empty] | 2.5707 | 4.0102 | 4.0697 | 1.1732 | 1.1344 | 0.37067
[11 empty] | 2.5726 | 3.9872 | 4.1872 | 1.207 | 1.1421 | 0.37191
[11 empty] | 2.5745 | 3.9723 | 4.3138 | 1.2331 | 1.1498 | 0.37289
[11 empty] | 2.5764 | 3.972 | 4.4191 | 1.2484 | 1.156 | 0.3735
[11 empty] | 2.5783 | 3.9912 | 4.4897 | 1.2518 | 1.1589 | 0.37319
[11 empty] | 2.5802 | 4.0332 | 4.5251 | 1.2449 | 1.1561 | 0.37203
[11 empty] | 2.5821 | 4.085 | 4.5186 | 1.2284 | 1.1489 | 0.37009
[11 empty] | 2.584 | 4.1313 | 4.475 | 1.2057 | 1.1392 | 0.36705
[11 empty] | 2.5859 | 4.165 | 4.401 | 1.1825 | 1.1272 | 0.36241
[11 empty] | 2.5878 | 4.1933 | 4.3022 | 1.1626 | 1.1147 | 0.35673
[11 empty] | 2.5897 | 4.2167 | 4.197 | 1.1471 | 1.1038 | 0.35028
[11 empty] | 2.5916 | 4.2288 | 4.0837 | 1.1345 | 1.0968 | 0.34309
[11 empty] | 2.5935 | 4.235 | 3.9861 | 1.1308 | 1.0953 | 0.33628
[11 empty] | 2.5954 | 4.2415 | 3.9183 | 1.1425 | 1.0998 | 0.33088
[11 empty] | 2.5973 | 4.2462 | 3.893 | 1.167 | 1.1094 | 0.32758
[11 empty] | 2.5992 | 4.2506 | 3.9086 | 1.2005 | 1.1213 | 0.3267
[11 empty] | 2.6011 | 4.253 | 3.9696 | 1.2398 | 1.1346 | 0.32766
[11 empty] | 2.603 | 4.2499 | 4.075 | 1.2787 | 1.1484 | 0.32977
[11 empty] | 2.6049 | 4.2468 | 4.2036 | 1.3139 | 1.163 | 0.33201
[11 empty] | 2.6068 | 4.2498 | 4.3179 | 1.3406 | 1.1774 | 0.33367
[11 empty] | 2.6087 | 4.2665 | 4.3917 | 1.3574 | 1.1902 | 0.33447
[11 empty] | 2.6106 | 4.3013 | 4.4202 | 1.3641 | 1.199 | 0.33439
[11 empty] | 2.6125 | 4.3492 | 4.4049 | 1.3603 | 1.2028 | 0.33357
[11 empty] | 2.6144 | 4.4072 | 4.3491 | 1.346 | 1.2017 | 0.3319
[11 empty] | 2.6163 | 4.4698 | 4.2562 | 1.326 | 1.1954 | 0.32893
[11 empty] | 2.6182 | 4.5253 | 4.133 | 1.3109 | 1.1845 | 0.32468
[11 empty] | 2.6201 | 4.5704 | 3.9945 | 1.3039 | 1.169 | 0.31964
[11 empty] | 2.622 | 4.5979 | 3.8666 | 1.3035 | 1.1511 | 0.31395
[11 empty] | 2.6239 | 4.6129 | 3.7701 | 1.3131 | 1.1343 | 0.30843
[11 empty] | 2.6258 | 4.621 | 3.7238 | 1.3368 | 1.1206 | 0.30378
[11 empty] | 2.6277 | 4.6163 | 3.7249 | 1.3768 | 1.1098 | 0.30003
[11 empty] | 2.6296 | 4.5956 | 3.7637 | 1.4254 | 1.101 | 0.29694
[11 empty] | 2.6315 | 4.56 | 3.8383 | 1.4751 | 1.0935 | 0.29455
[11 empty] | 2.6334 | 4.5054 | 3.9424 | 1.5228 | 1.0881 | 0.29246
[11 empty] | 2.6353 | 4.4376 | 4.0643 | 1.5658 | 1.0847 | 0.29022
[11 empty] | 2.6372 | 4.3682 | 4.1778 | 1.6011 | 1.0824 | 0.2881
[11 empty] | 2.6391 | 4.3039 | 4.2591 | 1.6273 | 1.0812 | 0.28628
[11 empty] | 2.641 | 4.2442 | 4.2974 | 1.6425 | 1.0792 | 0.28486
[11 empty] | 2.6429 | 4.1928 | 4.2966 | 1.6449 | 1.0741 | 0.28414
[11 empty] | 2.6448 | 4.158 | 4.2596 | 1.6374 | 1.0659 | 0.28416
[11 empty] | 2.6467 | 4.1374 | 4.1863 | 1.6227 | 1.055 | 0.28452
[11 empty] | 2.6486 | 4.1253 | 4.0804 | 1.6058 | 1.0404 | 0.2848
[11 empty] | 2.6505 | 4.1143 | 3.9586 | 1.5934 | 1.023 | 0.28513
[11 empty] | 2.6524 | 4.0921 | 3.8445 | 1.5883 | 1.0054 | 0.28522
[11 empty] | 2.6543 | 4.0519 | 3.7571 | 1.5914 | 0.99217 | 0.28508
[11 empty] | 2.6562 | 3.9987 | 3.7072 | 1.6073 | 0.9863 | 0.28557
[11 empty] | 2.6581 | 3.9425 | 3.7003 | 1.6406 | 0.98894 | 0.28698
[11 empty] | 2.66 | 3.8863 | 3.7341 | 1.6884 | 0.99834 | 0.28914
[11 empty] | 2.6619 | 3.8262 | 3.8039 | 1.7423 | 1.0127 | 0.29145
[11 empty] | 2.6638 | 3.7567 | 3.9065 | 1.7941 | 1.0316 | 0.2935
[11 empty] | 2.6657 | 3.678 | 4.0405 | 1.8375 | 1.0541 | 0.29511
[11 empty] | 2.6676 | 3.5969 | 4.1846 | 1.8684 | 1.0795 | 0.29636
[11 empty] | 2.6695 | 3.5132 | 4.3074 | 1.8846 | 1.1066 | 0.29746
[11 empty] | 2.6714 | 3.427 | 4.3882 | 1.887 | 1.1327 | 0.29856
[11 empty] | 2.6733 | 3.3337 | 4.4215 | 1.8766 | 1.156 | 0.29988
[11 empty] | 2.6752 | 3.2354 | 4.4055 | 1.8553 | 1.1734 | 0.30159
[11 empty] | 2.6771 | 3.1394 | 4.3417 | 1.8265 | 1.1831 | 0.30323
[11 empty] | 2.679 | 3.0472 | 4.2342 | 1.7941 | 1.1836 | 0.30414
[11 empty] | 2.6809 | 2.9636 | 4.0954 | 1.7651 | 1.1763 | 0.30428
[11 empty] | 2.6828 | 2.8845 | 3.9502 | 1.7436 | 1.163 | 0.30347
[11 empty] | 2.6847 | 2.8008 | 3.8266 | 1.7335 | 1.1479 | 0.30171
[11 empty] | 2.6866 | 2.7179 | 3.7383 | 1.7392 | 1.1352 | 0.29963
[11 empty] | 2.6885 | 2.639 | 3.7022 | 1.7639 | 1.1268 | 0.29781
[11 empty] | 2.6904 | 2.5643 | 3.7151 | 1.8064 | 1.1224 | 0.29671
[11 empty] | 2.6923 | 2.4906 | 3.7622 | 1.8579 | 1.1207 | 0.29607
[11 empty] | 2.6942 | 2.413 | 3.8478 | 1.9099 | 1.1227 | 0.29549
[11 empty] | 2.6961 | 2.3285 | 3.9714 | 1.9545 | 1.1269 | 0.29454
[11 empty] | 2.698 | 2.2419 | 4.1129 | 1.9874 | 1.1325 | 0.29327
[11 empty] | 2.6999 | 2.1523 | 4.2411 | 2.0038 | 1.1398 | 0.29174
[11 empty] | 2.7018 | 2.0611 | 4.3344 | 2.0044 | 1.1484 | 0.28996
[11 empty] | 2.7037 | 1.9814 | 4.3826 | 1.9922 | 1.1571 | 0.28816
[11 empty] | 2.7056 | 1.9259 | 4.3893 | 1.9681 | 1.1622 | 0.28681
[11 empty] | 2.7075 | 1.8962 | 4.3568 | 1.9353 | 1.1609 | 0.28597
[11 empty] | 2.7094 | 1.883 | 4.2908 | 1.8989 | 1.1515 | 0.28514
[11 empty] | 2.7113 | 1.8805 | 4.1979 | 1.8647 | 1.1352 | 0.2839
[11 empty] | 2.7132 | 1.8812 | 4.0923 | 1.8392 | 1.1153 | 0.28238
[11 empty] | 2.7151 | 1.872 | 3.9971 | 1.825 | 1.0948 | 0.28063
[11 empty] | 2.717 | 1.8491 | 3.9293 | 1.8235 | 1.0749 | 0.27912
[11 empty] | 2.7189 | 1.8119 | 3.9 | 1.8373 | 1.0576 | 0.27865
[11 empty] | 2.7208 | 1.7615 | 3.9124 | 1.8692 | 1.0454 | 0.27928
[11 empty] | 2.7227 | 1.7036 | 3.9556 | 1.9128 | 1.0358 | 0.28076
[11 empty] | 2.7246 | 1.635 | 4.0226 | 1.956 | 1.0286 | 0.28262
[11 empty] | 2.7265 | 1.55 | 4.1118 | 1.9942 | 1.024 | 0.28424
[11 empty] | 2.7284 | 1.446 | 4.2173 | 2.0244 | 1.0227 | 0.28542
[11 empty] | 2.7303 | 1.3321 | 4.3251 | 2.0425 | 1.0245 | 0.28628
[11 empty] | 2.7322 | 1.218 | 4.407 | 2.0448 | 1.0283 | 0.28693
[11 empty] | 2.7341 | 1.1154 | 4.4424 | 2.0318 | 1.0332 | 0.28767
[11 empty] | 2.736 | 1.0355 | 4.4302 | 2.0054 | 1.0371 | 0.28878
[11 empty] | 2.7379 | 0.97648 | 4.3759 | 1.9672 | 1.037 | 0.29061
[11 empty] | 2.7398 | 0.92898 | 4.2889 | 1.9209 | 1.031 | 0.29218
[11 empty] | 2.7417 | 0.89564 | 4.177 | 1.8715 | 1.0186 | 0.2928
[11 empty] | 2.7436 | 0.88157 | 4.0575 | 1.8279 | 1.0037 | 0.29292
[11 empty] | 2.7455 | 0.88114 | 3.9519 | 1.7944 | 0.98891 | 0.29253
[11 empty] | 2.7474 | 0.89127 | 3.87 | 1.7727 | 0.97419 | 0.29162
[11 empty] | 2.7493 | 0.90967 | 3.8152 | 1.7644 | 0.95966 | 0.29079
[11 empty] | 2.7512 |  | 3.7968 | 1.7722 | 0.94801 | 0.29022
[11 empty] | 2.7531 |  | 3.8142 | 1.793 | 0.93953 | 0.29021
[11 empty] | 2.755 |  | 3.8575 | 1.8165 | 0.93367 | 0.29055
[11 empty] | 2.7569 |  | 3.9314 | 1.8373 | 0.93165 | 0.29081
[11 empty] | 2.7588 |  | 4.039 | 1.8537 | 0.93316 | 0.29078
[11 empty] | 2.7607 |  | 4.167 | 1.8628 | 0.93655 | 0.29048
[11 empty] | 2.7626 |  | 4.2814 | 1.8612 | 0.94225 | 0.29005
[11 empty] | 2.7645 |  | 4.3565 | 1.8499 | 0.94987 | 0.28974
[11 empty] | 2.7664 |  | 4.3856 | 1.8289 | 0.95774 | 0.29005
[11 empty] | 2.7683 |  | 4.3757 | 1.7978 | 0.9635 | 0.29115
[11 empty] | 2.7702 |  | 4.3335 | 1.7593 | 0.96603 | 0.29242
[11 empty] | 2.7721 |  | 4.2691 | 1.7181 | 0.96461 | 0.29338
[11 empty] | 2.774 |  | 4.1964 | 1.6775 | 0.96064 | 0.29385
[11 empty] | 2.7759 |  | 4.1308 | 1.6431 | 0.95602 | 0.29383
[11 empty] | 2.7778 |  | 4.0812 | 1.6183 | 0.95152 | 0.29327
[11 empty] | 2.7797 |  | 4.0513 | 1.6051 | 0.94612 | 0.29259
[11 empty] | 2.7816 |  | 4.0506 | 1.603 | 0.94 | 0.2924
[11 empty] | 2.7835 |  | 4.0755 | 1.6137 | 0.93493 | 0.29284
[11 empty] | 2.7854 |  | 4.1181 | 1.6331 | 0.93095 | 0.29384
[11 empty] | 2.7873 |  | 4.1732 | 1.6499 | 0.92802 | 0.29524
[11 empty] | 2.7892 |  | 4.253 | 1.6595 | 0.92549 | 0.29648
[11 empty] | 2.7911 |  | 4.3624 | 1.6612 | 0.92204 | 0.29771
[11 empty] | 2.793 |  | 4.4757 | 1.6532 | 0.91936 | 0.2992
[11 empty] | 2.7949 |  | 4.5592 | 1.6364 | 0.91945 | 0.30091
[11 empty] | 2.7968 |  | 4.5928 | 1.6111 | 0.9212 | 0.30305
[11 empty] | 2.7987 |  | 4.5732 | 1.576 | 0.92482 | 0.30546
[11 empty] | 2.8006 |  | 4.5073 | 1.5337 | 0.92929 | 0.30802
[11 empty] | 2.8025 |  | 4.4072 | 1.4877 | 0.9326 | 0.31032
[11 empty] | 2.8044 |  | 4.2838 | 1.4416 | 0.93484 | 0.31215
[11 empty] | 2.8063 |  | 4.1529 | 1.4034 | 0.93933 | 0.31333
[11 empty] | 2.8082 |  | 4.0357 | 1.3797 | 0.94615 | 0.31356
[11 empty] | 2.8101 |  | 3.9457 | 1.3729 | 0.9524 | 0.31286
[11 empty] | 2.812 |  | 3.8927 | 1.3817 | 0.95879 | 0.31188
[11 empty] | 2.8139 |  | 3.8853 | 1.4032 | 0.96549 | 0.311
[11 empty] | 2.8158 |  | 3.9212 | 1.4338 | 0.9726 | 0.31047
[11 empty] | 2.8177 |  | 3.985 | 1.465 | 0.97823 | 0.31013
[11 empty] | 2.8196 |  | 4.0768 | 1.4906 | 0.98136 | 0.30984
[11 empty] | 2.8215 |  | 4.1897 | 1.5082 | 0.98249 | 0.30959
[11 empty] | 2.8234 |  | 4.3052 | 1.5177 | 0.98291 | 0.3094
[11 empty] | 2.8253 |  | 4.398 | 1.5193 | 0.98352 | 0.30943
[11 empty] | 2.8272 |  | 4.4423 | 1.5125 | 0.98584 | 0.30976
[11 empty] | 2.8291 |  | 4.4308 | 1.4937 | 0.98934 | 0.31077
[11 empty] | 2.831 |  | 4.3678 | 1.4622 | 0.99388 | 0.31229
[11 empty] | 2.8329 |  | 4.2635 | 1.422 | 0.99825 | 0.31392
[11 empty] | 2.8348 |  | 4.1298 | 1.3783 | 1.0011 | 0.31546
[11 empty] | 2.8367 |  | 3.9837 | 1.3371 | 1.0029 | 0.31686
[11 empty] | 2.8386 |  | 3.8488 | 1.3022 | 1.0052 | 0.31768
[11 empty] | 2.8405 |  | 3.7379 | 1.279 | 1.0076 | 0.31746
[11 empty] | 2.8424 |  | 3.6581 | 1.2683 | 1.0098 | 0.31647
[11 empty] | 2.8443 |  | 3.6167 | 1.2693 | 1.013 | 0.31515
[11 empty] | 2.8462 |  | 3.6107 | 1.2825 | 1.0185 | 0.31387
[11 empty] | 2.8481 |  | 3.6271 | 1.3029 | 1.0253 | 0.31259
[11 empty] | 2.85 |  | 3.6607 | 1.3222 | 1.0319 | 0.31135
[11 empty] | 2.8519 |  | 3.717 | 1.3383 | 1.0371 | 0.30985
[11 empty] | 2.8538 |  | 3.7986 | 1.351 | 1.0405 | 0.30803
[11 empty] | 2.8557 |  | 3.8818 | 1.3592 | 1.0429 | 0.30622
[11 empty] | 2.8576 |  | 3.9441 | 1.3613 | 1.0442 | 0.3046
[11 empty] | 2.8595 |  | 3.9709 | 1.355 | 1.0457 | 0.30367
[11 empty] | 2.8614 |  | 3.9549 | 1.3372 | 1.0482 | 0.30369
[11 empty] | 2.8633 |  | 3.9011 | 1.31 | 1.0503 | 0.3045
[11 empty] | 2.8652 |  | 3.8202 | 1.2763 | 1.0497 | 0.30585
[11 empty] | 2.8671 |  | 3.7168 | 1.2405 | 1.0466 | 0.30755
[11 empty] | 2.869 |  | 3.6101 | 1.2093 | 1.0436 | 0.30931
[11 empty] | 2.8709 |  | 3.5167 | 1.1877 | 1.0421 | 0.31065
[11 empty] | 2.8728 |  | 3.4484 | 1.1758 | 1.0426 | 0.31141
[11 empty] | 2.8747 |  | 3.4151 | 1.1753 | 1.0455 | 0.31196
[11 empty] | 2.8766 |  | 3.4246 | 1.1895 | 1.0522 | 0.31257
[11 empty] | 2.8785 |  | 3.4693 | 1.2182 | 1.0627 | 0.3134
[11 empty] | 2.8804 |  | 3.5336 | 1.2545 | 1.0731 | 0.3145
[11 empty] | 2.8823 |  | 3.6196 | 1.2893 | 1.0809 | 0.31568
[11 empty] | 2.8842 |  | 3.7271 | 1.3196 | 1.0854 | 0.317
[11 empty] | 2.8861 |  | 3.8413 | 1.3441 | 1.0868 | 0.31799
[11 empty] | 2.888 |  | 3.9418 | 1.3613 | 1.0847 | 0.31813
[11 empty] | 2.8899 |  | 4.0052 | 1.3691 | 1.0798 | 0.31818
[11 empty] | 2.8918 |  | 4.0208 | 1.3654 | 1.0732 | 0.31851
[11 empty] | 2.8937 |  | 3.9984 | 1.3488 | 1.0665 | 0.31931
[11 empty] | 2.8956 |  | 3.9485 | 1.3221 | 1.0593 | 0.32046
[11 empty] | 2.8975 |  | 3.8764 | 1.2886 | 1.0505 | 0.32155
[11 empty] | 2.8994 |  | 3.7887 | 1.2512 | 1.0413 | 0.32264
[11 empty] | 2.9013 |  | 3.6961 | 1.2139 | 1.0333 | 0.32358
[11 empty] | 2.9032 |  | 3.6126 | 1.1781 | 1.0283 | 0.32422
[11 empty] | 2.9051 |  | 3.5532 | 1.1482 | 1.0279 | 0.32465
[11 empty] | 2.907 |  | 3.5353 | 1.1302 | 1.0325 | 0.32541
[11 empty] | 2.9089 |  | 3.5571 | 1.1288 | 1.0418 | 0.32708
[11 empty] | 2.9108 |  | 3.6076 | 1.1385 | 1.0529 | 0.32997
[11 empty] | 2.9127 |  | 3.6846 | 1.1524 | 1.0633 | 0.33361
[11 empty] | 2.9146 |  | 3.7869 | 1.1675 | 1.0706 | 0.3374
[11 empty] | 2.9165 |  | 3.9054 | 1.1828 | 1.0747 | 0.34095
[11 empty] | 2.9184 |  | 4.0218 | 1.1958 | 1.0738 | 0.34357
[11 empty] | 2.9203 |  | 4.1075 | 1.2044 | 1.067 | 0.34528
[11 empty] | 2.9222 |  | 4.1447 | 1.2056 | 1.0557 | 0.34676
[11 empty] | 2.9241 |  | 4.1346 | 1.198 | 1.0414 | 0.34851
[11 empty] | 2.926 |  | 4.0872 | 1.1823 | 1.0253 | 0.35063
[11 empty] | 2.9279 |  | 4.0112 | 1.1609 | 1.0074 | 0.35287
[11 empty] | 2.9298 |  | 3.9166 | 1.1365 | 0.98809 | 0.35525
[11 empty] | 2.9317 |  | 3.8137 | 1.1129 | 0.96998 | 0.35769
[11 empty] | 2.9336 |  | 3.7251 | 1.093 | 0.95487 | 0.36006
[11 empty] | 2.9355 |  | 3.669 | 1.078 | 0.94373 | 0.36229
[11 empty] | 2.9374 |  | 3.6578 | 1.0725 | 0.93735 | 0.3647
[11 empty] | 2.9393 |  | 3.6921 | 1.0804 | 0.93612 | 0.3675
[11 empty] | 2.9412 |  | 3.7634 | 1.102 | 0.93779 | 0.37074
[11 empty] | 2.9431 |  | 3.8546 | 1.1328 | 0.94065 | 0.3741
[11 empty] | 2.945 |  | 3.9611 | 1.1675 | 0.94191 | 0.37696
[11 empty] | 2.9469 |  | 4.0824 | 1.2032 | 0.94062 | 0.37899
[11 empty] | 2.9488 |  | 4.2011 | 1.24 | 0.93687 | 0.37995
[11 empty] | 2.9507 |  | 4.2979 | 1.2761 | 0.9284 | 0.37945
[11 empty] | 2.9526 |  | 4.343 | 1.3102 | 0.91597 | 0.37801
[11 empty] | 2.9545 |  | 4.3311 | 1.3394 | 0.901 | 0.37635
[11 empty] | 2.9564 |  | 4.2679 | 1.3613 | 0.88455 | 0.37494
[11 empty] | 2.9583 |  | 4.163 | 1.3747 | 0.86696 | 0.37399
[11 empty] | 2.9602 |  | 4.03 | 1.3796 | 0.84759 | 0.37346
[11 empty] | 2.9621 |  | 3.8884 | 1.3808 | 0.82827 | 0.37372
[11 empty] | 2.964 |  | 3.7662 | 1.3829 | 0.81084 | 0.37443
[11 empty] | 2.9659 |  | 3.6823 | 1.3901 | 0.79694 | 0.3751
[11 empty] | 2.9678 |  | 3.6503 | 1.4055 | 0.7869 | 0.37561
[11 empty] | 2.9697 |  | 3.6824 | 1.4326 | 0.78078 | 0.37593
[11 empty] | 2.9716 |  | 3.7645 | 1.4722 | 0.7787 | 0.37615
[11 empty] | 2.9735 |  | 3.8732 | 1.5229 | 0.77931 | 0.37624
[11 empty] | 2.9754 |  | 4.0007 | 1.5778 | 0.7796 | 0.37577
[11 empty] | 2.9773 |  | 4.1427 | 1.6302 | 0.77692 | 0.37447
[11 empty] | 2.9792 |  | 4.2877 | 1.6766 | 0.77072 | 0.37233
[11 empty] | 2.9811 |  | 4.408 | 1.7159 | 0.76045 | 0.36883
[11 empty] | 2.983 |  | 4.4711 | 1.7476 | 0.74659 | 0.36449
[11 empty] | 2.9849 |  | 4.4685 | 1.7684 | 0.73003 | 0.35996
[11 empty] | 2.9868 |  | 4.4059 | 1.7765 | 0.71099 | 0.35536
[11 empty] | 2.9887 |  | 4.2905 | 1.7727 | 0.68963 | 0.35085
[11 empty] | 2.9906 |  | 4.1393 | 1.7574 | 0.66611 | 0.34665
[11 empty] | 2.9925 |  | 3.969 | 1.7347 | 0.64178 | 0.34303
[11 empty] | 2.9944 |  | 3.8064 | 1.7074 | 0.61984 | 0.34003
[11 empty] | 2.9963 |  | 3.6799 | 1.6843 | 0.60334 | 0.33724
[11 empty] | 2.9982 |  | 3.6052 | 1.6701 | 0.59301 | 0.33454
[11 empty] | 3.0001 |  | 3.5988 | 1.6687 | 0.58785 | 0.33214
[11 empty] | 3.002 |  | 3.6557 | 1.6827 | 0.58896 | 0.33026
[11 empty] | 3.0039 |  | 3.7507 | 1.7097 | 0.5954 | 0.32894
[11 empty] | 3.0058 |  | 3.8624 | 1.7438 | 0.60527 | 0.32749
[11 empty] | 3.0077 |  | 3.9893 | 1.7782 | 0.61491 | 0.32549
[11 empty] | 3.0096 |  | 4.1253 | 1.8095 | 0.62277 | 0.32299
[11 empty] | 3.0115 |  | 4.2502 | 1.8384 | 0.62816 | 0.31974
[11 empty] | 3.0134 |  | 4.3395 | 1.8629 | 0.62954 | 0.31538
[11 empty] | 3.0153 |  | 4.3788 | 1.8796 | 0.62746 | 0.31033
[11 empty] | 3.0172 |  | 4.3662 | 1.887 | 0.62255 | 0.30492
[11 empty] | 3.0191 |  | 4.3109 | 1.8848 | 0.61505 | 0.29944
[11 empty] | 3.021 |  | 4.2188 | 1.8752 | 0.60487 | 0.29423
[11 empty] | 3.0229 |  | 4.0996 | 1.8604 | 0.5929 | 0.28966
[11 empty] | 3.0248 |  | 3.9695 | 1.8445 | 0.5818 | 0.28609
[11 empty] | 3.0267 |  | 3.8502 | 1.8318 | 0.57357 | 0.28335
[11 empty] | 3.0286 |  | 3.7704 | 1.8248 | 0.56986 | 0.28105
[11 empty] | 3.0305 |  | 3.7348 | 1.8277 | 0.57058 | 0.27915
[11 empty] | 3.0324 |  | 3.7515 | 1.8457 | 0.57527 | 0.27788
[11 empty] | 3.0343 |  | 3.8177 | 1.8796 | 0.58511 | 0.27748
[11 empty] | 3.0362 |  | 3.9114 | 1.9224 | 0.59707 | 0.27736
[11 empty] | 3.0381 |  | 4.0209 | 1.9664 | 0.60662 | 0.27684
[11 empty] | 3.04 |  | 4.1433 | 2.0045 | 0.61283 | 0.27585
[11 empty] | 3.0419 |  | 4.273 | 2.0343 | 0.6157 | 0.27433
[11 empty] | 3.0438 |  | 4.3944 | 2.0532 | 0.61526 | 0.27199
[11 empty] | 3.0457 |  | 4.4814 | 2.0604 | 0.61184 | 0.26892
[11 empty] | 3.0476 |  | 4.5196 | 2.0544 | 0.60574 | 0.2654
[11 empty] | 3.0495 |  | 4.5112 | 2.0353 | 0.59781 | 0.26165
[11 empty] | 3.0514 |  | 4.4592 | 2.0061 | 0.58918 | 0.25803
[11 empty] | 3.0533 |  | 4.369 | 1.9689 | 0.58047 | 0.25495
[11 empty] | 3.0552 |  | 4.2523 | 1.9273 | 0.57361 | 0.25299
[11 empty] | 3.0571 |  | 4.1265 | 1.8889 | 0.5708 | 0.25241
[11 empty] | 3.059 |  | 4.0099 | 1.8568 | 0.57345 | 0.25283
[11 empty] | 3.0609 |  | 3.9249 | 1.8339 | 0.58196 | 0.25377
[11 empty] | 3.0628 |  | 3.8921 | 1.8267 | 0.59471 | 0.255
[11 empty] | 3.0647 |  | 3.907 | 1.8399 | 0.61218 | 0.25699
[11 empty] | 3.0666 |  | 3.9654 | 1.8717 | 0.63446 | 0.25936
[11 empty] | 3.0685 |  | 4.0532 | 1.9129 | 0.65684 | 0.26114
[11 empty] | 3.0704 |  | 4.1656 | 1.9529 | 0.67534 | 0.26183
[11 empty] | 3.0723 |  | 4.3022 | 1.9872 | 0.68913 | 0.26125
[11 empty] | 3.0742 |  | 4.4394 | 2.0144 | 0.69866 | 0.2592
[11 empty] | 3.0761 |  | 4.5416 | 2.0297 | 0.70405 | 0.25561
[11 empty] | 3.078 |  | 4.5987 | 2.0311 | 0.7061 | 0.25114
[11 empty] | 3.0799 |  | 4.608 | 2.018 | 0.70579 | 0.24596
[11 empty] | 3.0818 |  | 4.5738 | 1.9918 | 0.70374 | 0.24044
[11 empty] | 3.0837 |  | 4.5031 | 1.9559 | 0.70091 | 0.23473
[11 empty] | 3.0856 |  | 4.3991 | 1.914 | 0.69847 | 0.22959
[11 empty] | 3.0875 |  | 4.2804 | 1.8737 | 0.69807 | 0.22586
[11 empty] | 3.0894 |  | 4.171 | 1.8397 | 0.70105 | 0.22368
[11 empty] | 3.0913 |  | 4.0877 | 1.8171 | 0.70838 | 0.22281
[11 empty] | 3.0932 |  | 4.0449 | 1.8129 | 0.71997 | 0.22298
[11 empty] | 3.0951 |  | 4.0537 | 1.8325 | 0.73568 | 0.22424
[11 empty] | 3.097 |  | 4.1076 | 1.8734 | 0.75592 | 0.22669
[11 empty] | 3.0989 |  | 4.1848 | 1.9244 | 0.77751 | 0.22989
[11 empty] | 3.1008 |  | 4.2799 | 1.9754 | 0.79618 | 0.23267
[11 empty] | 3.1027 |  | 4.3909 | 2.0199 | 0.81134 | 0.23435
[11 empty] | 3.1046 |  | 4.5121 | 2.0558 | 0.82333 | 0.23451
[11 empty] | 3.1065 |  | 4.6187 | 2.0786 | 0.83085 | 0.23268
[11 empty] | 3.1084 |  | 4.6892 | 2.0848 | 0.83457 | 0.22933
[11 empty] | 3.1103 |  | 4.7193 | 2.0743 | 0.83471 | 0.22472
[11 empty] | 3.1122 |  | 4.7105 | 2.0489 | 0.83279 | 0.21912
[11 empty] | 3.1141 |  | 4.6638 | 2.0125 | 0.83096 | 0.21301
[11 empty] | 3.116 |  | 4.5868 | 1.9693 | 0.83061 | 0.20686
[11 empty] | 3.1179 |  | 4.4858 | 1.9234 | 0.83298 | 0.20183
[11 empty] | 3.1198 |  | 4.3724 | 1.8807 | 0.84 | 0.19839
[11 empty] | 3.1217 |  | 4.2665 | 1.8493 | 0.8537 | 0.19667
[11 empty] | 3.1236 |  | 4.1837 | 1.8347 | 0.87445 | 0.19659
[11 empty] | 3.1255 |  | 4.1383 | 1.8421 | 0.90111 | 0.19781
[11 empty] | 3.1274 |  | 4.1386 | 1.8739 | 0.93369 | 0.20044
[11 empty] | 3.1293 |  | 4.1766 | 1.9223 | 0.96927 | 0.20406
[11 empty] | 3.1312 |  | 4.2389 | 1.9764 | 1.0013 | 0.20757
[11 empty] | 3.1331 |  | 4.3249 | 2.026 | 1.0273 | 0.21047
[11 empty] | 3.135 |  | 4.4315 | 2.0674 | 1.0477 | 0.21271
[11 empty] | 3.1369 |  | 4.5434 | 2.0978 | 1.0635 | 0.2139
[11 empty] | 3.1388 |  | 4.6251 | 2.1133 | 1.0737 | 0.21373
[11 empty] | 3.1407 |  | 4.6616 | 2.1123 | 1.0784 | 0.21239
[11 empty] | 3.1426 |  | 4.6547 | 2.0961 | 1.0792 | 0.20985
[11 empty] | 3.1445 |  | 4.6111 | 2.0678 | 1.0785 | 0.20618
[11 empty] | 3.1464 |  | 4.5363 | 2.0303 | 1.0784 | 0.20172
[11 empty] | 3.1483 |  | 4.4369 | 1.9872 | 1.0802 | 0.19752
[11 empty] | 3.1502 |  | 4.3243 | 1.9476 | 1.0859 | 0.19511
[11 empty] | 3.1521 |  | 4.2133 | 1.9203 | 1.0974 | 0.19478
[11 empty] | 3.154 |  | 4.117 | 1.9047 | 1.1146 | 0.19604
[11 empty] | 3.1559 |  | 4.0463 | 1.9079 | 1.1362 | 0.19822
[11 empty] | 3.1578 |  | 4.0157 | 1.9346 | 1.1619 | 0.20093
[11 empty] | 3.1597 |  | 4.027 | 1.9807 | 1.1915 | 0.20387
[11 empty] | 3.1616 |  | 4.0684 | 2.0343 | 1.2204 | 0.20625
[11 empty] | 3.1635 |  | 4.1386 | 2.0854 | 1.2446 | 0.2078
[11 empty] | 3.1654 |  | 4.2361 | 2.1251 | 1.2633 | 0.2088
[11 empty] | 3.1673 |  | 4.3495 | 2.1521 | 1.2774 | 0.20945
[11 empty] | 3.1692 |  | 4.4537 | 2.1635 | 1.2875 | 0.2093
[11 empty] | 3.1711 |  | 4.521 | 2.1578 | 1.2935 | 0.20846
[11 empty] | 3.173 |  | 4.5402 | 2.1352 | 1.295 | 0.20681
[11 empty] | 3.1749 |  | 4.518 | 2.0986 | 1.2922 | 0.20414
[11 empty] | 3.1768 |  | 4.4582 | 2.0527 | 1.2873 | 0.20099
[11 empty] | 3.1787 |  | 4.3679 | 2.0011 | 1.2814 | 0.19799
[11 empty] | 3.1806 |  | 4.2566 | 1.9525 | 1.2767 | 0.19644
[11 empty] | 3.1825 |  | 4.1332 | 1.9135 | 1.2761 | 0.19673
[11 empty] | 3.1844 |  | 4.012 | 1.8867 | 1.2812 | 0.19907
[11 empty] | 3.1863 |  | 3.9083 | 1.8761 | 1.291 | 0.20306
[11 empty] | 3.1882 |  | 3.8438 | 1.8865 | 1.3061 | 0.20782
[11 empty] | 3.1901 |  | 3.8174 | 1.9222 | 1.3273 | 0.21339
[11 empty] | 3.192 |  | 3.8217 | 1.9763 | 1.3534 | 0.21959
[11 empty] | 3.1939 |  | 3.8518 | 2.0329 | 1.3791 | 0.22584
[11 empty] | 3.1958 |  | 3.912 | 2.0806 | 1.4009 | 0.23206
[11 empty] | 3.1977 |  | 4.0012 | 2.1158 | 1.4191 | 0.23835
[11 empty] | 3.1996 |  | 4.0888 | 2.1353 | 1.4313 | 0.24386
[11 empty] | 3.2015 |  | 4.1492 | 2.1363 | 1.4356 | 0.24822
[11 empty] | 3.2034 |  | 4.1711 | 2.1188 | 1.4327 | 0.25143
[11 empty] | 3.2053 |  | 4.1499 | 2.0837 | 1.4232 | 0.25346
[11 empty] | 3.2072 |  | 4.0939 | 2.0341 | 1.4091 | 0.25444
[11 empty] | 3.2091 |  | 4.0122 | 1.9744 | 1.3935 | 0.25508
[11 empty] | 3.211 |  | 3.9099 | 1.9119 | 1.3782 | 0.25625
[11 empty] | 3.2129 |  | 3.8003 | 1.8566 | 1.3664 | 0.2591
[11 empty] | 3.2148 |  | 3.6974 | 1.8132 | 1.3596 | 0.26417
[11 empty] | 3.2167 |  | 3.6138 | 1.7835 | 1.3586 | 0.27107
[11 empty] | 3.2186 |  | 3.5586 | 1.7736 | 1.3661 | 0.27909
[11 empty] | 3.2205 |  | 3.5442 | 1.788 | 1.3832 | 0.28787
[11 empty] | 3.2224 |  | 3.5702 | 1.8239 | 1.4085 | 0.29717
[11 empty] | 3.2243 |  | 3.6256 | 1.8698 | 1.4343 | 0.30554
[11 empty] | 3.2262 |  | 3.7084 | 1.9131 | 1.4561 | 0.3127
[11 empty] | 3.2281 |  | 3.8191 | 1.9458 | 1.4723 | 0.319
[11 empty] | 3.23 |  | 3.9445 | 1.9656 | 1.482 | 0.3243
[11 empty] | 3.2319 |  | 4.0552 | 1.9692 | 1.483 | 0.32819
[11 empty] | 3.2338 |  | 4.1237 | 1.956 | 1.4761 | 0.33048
[11 empty] | 3.2357 |  | 4.1412 | 1.9264 | 1.4624 | 0.3312
[11 empty] | 3.2376 |  | 4.1157 | 1.8827 | 1.4429 | 0.33046
[11 empty] | 3.2395 |  | 4.054 | 1.8303 | 1.4205 | 0.32874
[11 empty] | 3.2414 |  | 3.9632 | 1.7772 | 1.397 | 0.32672
[11 empty] | 3.2433 |  | 3.8513 | 1.7297 | 1.3754 | 0.32544
[11 empty] | 3.2452 |  | 3.729 | 1.6932 | 1.3572 | 0.32526
[11 empty] | 3.2471 |  | 3.6131 | 1.6718 | 1.3433 | 0.32638
[11 empty] | 3.249 |  | 3.5179 | 1.6685 | 1.3348 | 0.32848
[11 empty] | 3.2509 |  | 3.4672 | 1.6879 | 1.3343 | 0.33126
[11 empty] | 3.2528 |  | 3.4693 | 1.7322 | 1.3427 | 0.33493
[11 empty] | 3.2547 |  | 3.5143 | 1.7914 | 1.356 | 0.33886
[11 empty] | 3.2566 |  | 3.5928 | 1.8508 | 1.3676 | 0.34212
[11 empty] | 3.2585 |  | 3.7046 | 1.8996 | 1.3749 | 0.34494
[11 empty] | 3.2604 |  | 3.8443 | 1.9336 | 1.3769 | 0.34756
[11 empty] | 3.2623 |  | 3.986 | 1.9508 | 1.3724 | 0.34948
[11 empty] | 3.2642 |  | 4.1021 | 1.9491 | 1.3614 | 0.35056
[11 empty] | 3.2661 |  | 4.1788 | 1.9279 | 1.3442 | 0.35056
[11 empty] | 3.268 |  | 4.2141 | 1.887 | 1.321 | 0.34915
[11 empty] | 3.2699 |  | 4.2111 | 1.8289 | 1.2938 | 0.34703
[11 empty] | 3.2718 |  | 4.1779 | 1.761 | 1.2652 | 0.34485
[11 empty] | 3.2737 |  | 4.1186 | 1.6961 | 1.236 | 0.3431
[11 empty] | 3.2756 |  | 4.0417 | 1.6441 | 1.2087 | 0.34241
[11 empty] | 3.2775 |  | 3.9609 | 1.6099 | 1.1845 | 0.3428
[11 empty] | 3.2794 |  | 3.8865 | 1.5954 | 1.1637 | 0.34402
[11 empty] | 3.2813 |  | 3.8342 | 1.6042 | 1.1486 | 0.34614
[11 empty] | 3.2832 |  | 3.8162 | 1.6395 | 1.1406 | 0.34944
[11 empty] | 3.2851 |  | 3.8338 | 1.6956 | 1.1393 | 0.35389
[11 empty] | 3.287 |  | 3.8731 | 1.7614 | 1.1405 | 0.35867
[11 empty] | 3.2889 |  | 3.9401 | 1.8226 | 1.1402 | 0.36337
[11 empty] | 3.2908 |  | 4.0428 | 1.8709 | 1.1378 | 0.36809
[11 empty] | 3.2927 |  | 4.1694 | 1.9024 | 1.132 | 0.37235
[11 empty] | 3.2946 |  | 4.2842 | 1.9145 | 1.1213 | 0.37596
[11 empty] | 3.2965 |  | 4.364 | 1.907 | 1.1058 | 0.37868
[11 empty] | 3.2984 |  | 4.4015 | 1.8798 | 1.0854 | 0.37991
[11 empty] | 3.3003 |  | 4.402 | 1.8342 | 1.0608 | 0.37942
[11 empty] | 3.3022 |  | 4.3699 | 1.7763 | 1.0333 | 0.3778
[11 empty] | 3.3041 |  | 4.3081 | 1.7131 | 1.0042 | 0.37559
[11 empty] | 3.306 |  | 4.2223 | 1.6573 | 0.97489 | 0.37353
[11 empty] | 3.3079 |  | 4.115 | 1.6182 | 0.94669 | 0.37216
[11 empty] | 3.3098 |  | 4.0032 | 1.5995 | 0.92095 | 0.37163
[11 empty] | 3.3117 |  | 3.9111 | 1.6018 | 0.89985 | 0.372
[11 empty] | 3.3136 |  | 3.8636 | 1.6266 | 0.88534 | 0.37353
[11 empty] | 3.3155 |  | 3.8683 | 1.675 | 0.87856 | 0.37649
[11 empty] | 3.3174 |  | 3.9142 | 1.7357 | 0.87663 | 0.38013
[11 empty] | 3.3193 |  | 3.9957 | 1.7922 | 0.87525 | 0.38392
[11 empty] | 3.3212 |  | 4.1131 | 1.8373 | 0.87372 | 0.38801
[11 empty] | 3.3231 |  | 4.2581 | 1.8672 | 0.87111 | 0.39238
[11 empty] | 3.325 |  | 4.4022 | 1.8803 | 0.86596 | 0.39682
[11 empty] | 3.3269 |  | 4.5107 | 1.8767 | 0.85764 | 0.40129
[11 empty] | 3.3288 |  | 4.5678 | 1.8556 | 0.8455 | 0.40531
[11 empty] | 3.3307 |  | 4.5707 | 1.8188 | 0.82919 | 0.40819
[11 empty] | 3.3326 |  | 4.5286 | 1.7717 | 0.81001 | 0.40993
[11 empty] | 3.3345 |  | 4.4564 | 1.7198 | 0.78962 | 0.41103
[11 empty] | 3.3364 |  | 4.3619 | 1.6703 | 0.7688 | 0.41146
[11 empty] | 3.3383 |  | 4.2611 | 1.6329 | 0.74834 | 0.4116
[11 empty] | 3.3402 |  | 4.1751 | 1.6135 | 0.72974 | 0.4122
[11 empty] | 3.3421 |  | 4.1162 | 1.6117 | 0.71399 | 0.41351
[11 empty] | 3.344 |  | 4.0983 | 1.6317 | 0.703 | 0.41561
[11 empty] | 3.3459 |  | 4.1272 | 1.6753 | 0.69877 | 0.41884
[11 empty] | 3.3478 |  | 4.1936 | 1.7364 | 0.70035 | 0.42292
[11 empty] | 3.3497 |  | 4.2899 | 1.8002 | 0.70351 | 0.42721
[11 empty] | 3.3516 |  | 4.4082 | 1.855 | 0.70654 | 0.43173
[11 empty] | 3.3535 |  | 4.5474 | 1.8956 | 0.70888 | 0.43632
[11 empty] | 3.3554 |  | 4.6909 | 1.9231 | 0.71002 | 0.44118
[11 empty] | 3.3573 |  | 4.7989 | 1.9357 | 0.70854 | 0.44627
[11 empty] | 3.3592 |  | 4.8549 | 1.9318 | 0.70294 | 0.45108
[11 empty] | 3.3611 |  | 4.8622 | 1.9113 | 0.69254 | 0.45483
[11 empty] | 3.363 |  | 4.8275 | 1.8755 | 0.67783 | 0.45726
[11 empty] | 3.3649 |  | 4.7606 | 1.8291 | 0.66007 | 0.45863
[11 empty] | 3.3668 |  | 4.674 | 1.7786 | 0.64006 | 0.4586
[11 empty] | 3.3687 |  | 4.5814 | 1.7356 | 0.61992 | 0.45739
[11 empty] | 3.3706 |  | 4.5028 | 1.7086 | 0.60094 | 0.45559
[11 empty] | 3.3725 |  | 4.4499 | 1.6999 | 0.58531 | 0.45424
[11 empty] | 3.3744 |  | 4.4314 | 1.7112 | 0.5751 | 0.45385
[11 empty] | 3.3763 |  | 4.4658 | 1.7453 | 0.57242 | 0.45441
[11 empty] | 3.3782 |  | 4.5486 | 1.8001 | 0.5772 | 0.45586
[11 empty] | 3.3801 |  | 4.6607 | 1.8687 | 0.58754 | 0.45801
[11 empty] | 3.382 |  | 4.8002 | 1.9346 | 0.60032 | 0.46041
[11 empty] | 3.3839 |  | 4.9582 | 1.9867 | 0.61345 | 0.46319
[11 empty] | 3.3858 |  | 5.1223 | 2.0229 | 0.62512 | 0.46625
[11 empty] | 3.3877 |  | 5.2677 | 2.0418 | 0.63422 | 0.46951
[11 empty] | 3.3896 |  | 5.3658 | 2.044 | 0.63977 | 0.47292
[11 empty] | 3.3915 |  | 5.4097 | 2.029 | 0.64016 | 0.47587
[11 empty] | 3.3934 |  | 5.406 | 1.9963 | 0.63457 | 0.47757
[11 empty] | 3.3953 |  | 5.3541 | 1.95 | 0.62458 | 0.47818
[11 empty] | 3.3972 |  | 5.2646 | 1.8976 | 0.61172 | 0.4775
[11 empty] | 3.3991 |  | 5.1518 | 1.8466 | 0.59763 | 0.47531
[11 empty] | 3.401 |  | 5.0336 | 1.8066 | 0.58523 | 0.47213
[11 empty] | 3.4029 |  | 4.9294 | 1.784 | 0.57667 | 0.46901
[11 empty] | 3.4048 |  | 4.8491 | 1.7807 | 0.57279 | 0.46727
[11 empty] | 3.4067 |  | 4.8113 | 1.7987 | 0.57554 | 0.46701
[11 empty] | 3.4086 |  | 4.8245 | 1.8382 | 0.58664 | 0.4682
[11 empty] | 3.4105 |  | 4.881 | 1.8935 | 0.60558 | 0.47059
[11 empty] | 3.4124 |  | 4.9689 | 1.9516 | 0.62953 | 0.47381
[11 empty] | 3.4143 |  | 5.0915 | 1.9978 | 0.65613 | 0.47769
[11 empty] | 3.4162 |  | 5.2385 | 2.0277 | 0.68334 | 0.48153
[11 empty] | 3.4181 |  | 5.3802 | 2.0435 | 0.70874 | 0.48481
[11 empty] | 3.42 |  | 5.4875 | 2.045 | 0.72988 | 0.48756
[11 empty] | 3.4219 |  | 5.5375 | 2.0318 | 0.74512 | 0.48953
[11 empty] | 3.4238 |  | 5.5284 | 2.0043 | 0.75284 | 0.49028
[11 empty] | 3.4257 |  | 5.4709 | 1.9653 | 0.75345 | 0.48991
[11 empty] | 3.4276 |  | 5.3677 | 1.9227 | 0.74825 | 0.48852
[11 empty] | 3.4295 |  | 5.2347 | 1.8826 | 0.73879 | 0.48581
[11 empty] | 3.4314 |  | 5.0978 | 1.8557 | 0.72833 | 0.4822
[11 empty] | 3.4333 |  | 4.9795 | 1.847 | 0.71752 | 0.47819
[11 empty] | 3.4352 |  | 4.8893 | 1.8542 | 0.70719 | 0.47479
[11 empty] | 3.4371 |  | 4.8342 | 1.8798 | 0.70171 | 0.47291
[11 empty] | 3.439 |  | 4.8199 | 1.9261 | 0.70395 | 0.47272
[11 empty] | 3.4409 |  | 4.8438 | 1.9884 | 0.71421 | 0.47359
[11 empty] | 3.4428 |  | 4.8888 | 2.0548 | 0.7308 | 0.47465
[11 empty] | 3.4447 |  | 4.9492 | 2.1112 | 0.75132 | 0.47544
[11 empty] | 3.4466 |  | 5.0297 | 2.1506 | 0.77413 | 0.47598
[11 empty] | 3.4485 |  | 5.1198 | 2.1713 | 0.79607 | 0.47619
[11 empty] | 3.4504 |  | 5.196 | 2.1741 | 0.81493 | 0.47627
[11 empty] | 3.4523 |  | 5.2302 | 2.1612 | 0.83023 | 0.47659
[11 empty] | 3.4542 |  | 5.2172 | 2.1318 | 0.83933 | 0.47664
[11 empty] | 3.4561 |  | 5.1634 | 2.0852 | 0.84042 | 0.47548
[11 empty] | 3.458 |  | 5.0693 | 2.0282 | 0.83392 | 0.47304
[11 empty] | 3.4599 |  | 4.9456 | 1.9694 | 0.81957 | 0.46936
[11 empty] | 3.4618 |  | 4.8151 | 1.9206 | 0.80133 | 0.46496
[11 empty] | 3.4637 |  | 4.6962 | 1.8892 | 0.78213 | 0.46084
[11 empty] | 3.4656 |  | 4.5997 | 1.8767 | 0.76289 | 0.45715
[11 empty] | 3.4675 |  | 4.5283 | 1.8807 | 0.74485 | 0.45395
[11 empty] | 3.4694 |  | 4.4961 | 1.9038 | 0.73089 | 0.45157
[11 empty] | 3.4713 |  | 4.5101 | 1.9442 | 0.72335 | 0.44998
[11 empty] | 3.4732 |  | 4.5634 | 1.994 | 0.72165 | 0.4489
[11 empty] | 3.4751 |  | 4.6444 | 2.0415 | 0.72555 | 0.44794
[11 empty] | 3.477 |  | 4.749 | 2.0806 | 0.73519 | 0.44735
[11 empty] | 3.4789 |  | 4.8758 | 2.1086 | 0.74775 | 0.44751
[11 empty] | 3.4808 |  | 5.001 | 2.1261 | 0.76312 | 0.44829
[11 empty] | 3.4827 |  | 5.0885 | 2.1355 | 0.78023 | 0.44997
[11 empty] | 3.4846 |  | 5.1284 | 2.1368 | 0.79629 | 0.45202
[11 empty] | 3.4865 |  | 5.119 | 2.1294 | 0.80878 | 0.45371
[11 empty] | 3.4884 |  | 5.0645 | 2.1148 | 0.81413 | 0.45473
[11 empty] | 3.4903 |  | 4.9754 | 2.0952 | 0.81266 | 0.45485
[11 empty] | 3.4922 |  | 4.8645 | 2.0784 | 0.80589 | 0.45354
[11 empty] | 3.4941 |  | 4.7505 | 2.0731 | 0.79786 | 0.45152
[11 empty] | 3.496 |  | 4.6453 | 2.0839 | 0.78979 | 0.44959
[11 empty] | 3.4979 |  | 4.5611 | 2.1081 | 0.782 | 0.44857
[11 empty] | 3.4998 |  | 4.5067 | 2.1445 | 0.77547 | 0.44843
[11 empty] | 3.5017 |  | 4.4971 | 2.1936 | 0.77269 | 0.4488
[11 empty] | 3.5036 |  | 4.5302 | 2.251 | 0.77437 | 0.44919
[11 empty] | 3.5055 |  | 4.5918 | 2.3083 | 0.78035 | 0.44958
[11 empty] | 3.5074 |  | 4.6714 | 2.3541 | 0.79048 | 0.45052
[11 empty] | 3.5093 |  | 4.7685 | 2.3827 | 0.8023 | 0.45189
[11 empty] | 3.5112 |  | 4.8742 | 2.3947 | 0.81417 | 0.45366
[11 empty] | 3.5131 |  | 4.9581 | 2.3915 | 0.82753 | 0.45637
[11 empty] | 3.515 |  | 4.9945 | 2.375 | 0.84046 | 0.45966
[11 empty] | 3.5169 |  | 4.9775 | 2.345 | 0.84895 | 0.46276
[11 empty] | 3.5188 |  | 4.912 | 2.3032 | 0.85191 | 0.46487
[11 empty] | 3.5207 |  | 4.8 | 2.2532 | 0.84886 | 0.46561
[11 empty] | 3.5226 |  | 4.6547 | 2.2004 | 0.84029 | 0.46437
[11 empty] | 3.5245 |  | 4.4944 | 2.1574 | 0.82926 | 0.46125
[11 empty] | 3.5264 |  | 4.3372 | 2.1325 | 0.8186 | 0.45774
[11 empty] | 3.5283 |  | 4.1958 | 2.1266 | 0.80841 | 0.45463
[11 empty] | 3.5302 |  | 4.0833 | 2.1383 | 0.79885 | 0.45191
[11 empty] | 3.5321 |  | 4.0234 | 2.1703 | 0.79202 | 0.44958
[11 empty] | 3.534 |  | 4.0218 | 2.2226 | 0.78858 | 0.44728
[11 empty] | 3.5359 |  | 4.0635 | 2.2854 | 0.78838 | 0.44545
[11 empty] | 3.5378 |  | 4.1323 | 2.342 | 0.79184 | 0.44441
[11 empty] | 3.5397 |  | 4.2285 | 2.3841 | 0.79878 | 0.44432
[11 empty] | 3.5416 |  | 4.3389 | 2.4099 | 0.80767 | 0.44518
[11 empty] | 3.5435 |  | 4.4401 | 2.4216 | 0.81917 | 0.44728
[11 empty] | 3.5454 |  | 4.5036 | 2.4202 | 0.83324 | 0.45043
[11 empty] | 3.5473 |  | 4.5138 | 2.4038 | 0.84755 | 0.45405
[11 empty] | 3.5492 |  | 4.4672 | 2.3732 | 0.8596 | 0.45741
[11 empty] | 3.5511 |  | 4.3667 | 2.3311 | 0.86852 | 0.45979
[11 empty] | 3.553 |  | 4.2237 | 2.2826 | 0.87318 | 0.46081
[11 empty] | 3.5549 |  | 4.0527 | 2.2371 | 0.87327 | 0.46007
[11 empty] | 3.5568 |  | 3.8758 | 2.2049 | 0.87097 | 0.45873
[11 empty] | 3.5587 |  | 3.714 | 2.1865 | 0.86643 | 0.45724
[11 empty] | 3.5606 |  | 3.5826 | 2.1798 | 0.86015 | 0.45618
[11 empty] | 3.5625 |  | 3.4931 | 2.1899 | 0.85292 | 0.45525
[11 empty] | 3.5644 |  | 3.4541 | 2.2188 | 0.84636 | 0.45417
[11 empty] | 3.5663 |  | 3.456 | 2.2647 | 0.84128 | 0.45332
[11 empty] | 3.5682 |  | 3.4802 | 2.3149 | 0.83753 | 0.45313
[11 empty] | 3.5701 |  | 3.526 | 2.3573 | 0.83493 | 0.45371
[11 empty] | 3.572 |  | 3.5973 | 2.3857 | 0.8327 | 0.45461
[11 empty] | 3.5739 |  | 3.6846 | 2.3991 | 0.83237 | 0.45562
[11 empty] | 3.5758 |  | 3.7637 | 2.3966 | 0.83481 | 0.45715
[11 empty] | 3.5777 |  | 3.8141 | 2.3817 | 0.83932 | 0.45901
[11 empty] | 3.5796 |  | 3.8247 | 2.3541 | 0.84342 | 0.46041
[11 empty] | 3.5815 |  | 3.7965 | 2.3123 | 0.84616 | 0.46063
[11 empty] | 3.5834 |  | 3.7285 | 2.2612 | 0.84663 | 0.45927
[11 empty] | 3.5853 |  | 3.6274 | 2.2088 | 0.84367 | 0.45605
[11 empty] | 3.5872 |  | 3.5092 | 2.1672 | 0.83945 | 0.45156
[11 empty] | 3.5891 |  | 3.3913 | 2.1428 | 0.83563 | 0.44714
[11 empty] | 3.591 |  | 3.2906 | 2.1341 | 0.8322 | 0.44307
[11 empty] | 3.5929 |  | 3.2196 | 2.1412 | 0.82925 | 0.43937
[11 empty] | 3.5948 |  | 3.195 | 2.1692 | 0.82771 | 0.43622
[11 empty] | 3.5967 |  | 3.2156 | 2.2174 | 0.82859 | 0.43376
[11 empty] | 3.5986 |  | 3.2658 | 2.2787 | 0.83148 | 0.43234
[11 empty] | 3.6005 |  | 3.3389 | 2.336 | 0.83505 | 0.4319
[11 empty] | 3.6024 |  | 3.4374 | 2.378 | 0.83757 | 0.43207
[11 empty] | 3.6043 |  | 3.5539 | 2.4038 | 0.83977 | 0.43283
[11 empty] | 3.6062 |  | 3.6663 | 2.4113 | 0.84211 | 0.4341
[11 empty] | 3.6081 |  | 3.752 | 2.4008 | 0.84436 | 0.43559
[11 empty] | 3.61 |  | 3.801 | 2.3725 | 0.84502 | 0.43663
[11 empty] | 3.6119 |  | 3.8102 | 2.3274 | 0.84351 | 0.43619
[11 empty] | 3.6138 |  | 3.782 | 2.2704 | 0.8399 | 0.434
[11 empty] | 3.6157 |  | 3.7181 | 2.2055 | 0.83377 | 0.43012
[11 empty] | 3.6176 |  | 3.6239 | 2.141 | 0.82552 | 0.42464
[11 empty] | 3.6195 |  | 3.5145 | 2.0876 | 0.81716 | 0.4186
[11 empty] | 3.6214 |  | 3.4095 | 2.0497 | 0.80957 | 0.41264
[11 empty] | 3.6233 |  | 3.3287 | 2.0249 | 0.80404 | 0.4068
[11 empty] | 3.6252 |  | 3.2911 | 2.0175 | 0.80224 | 0.40134
[11 empty] | 3.6271 |  | 3.3028 | 2.0338 | 0.80512 | 0.39625
[11 empty] | 3.629 |  | 3.3566 | 2.0689 | 0.8112 | 0.39217
[11 empty] | 3.6309 |  | 3.4403 | 2.1139 | 0.8188 | 0.38979
[11 empty] | 3.6328 |  | 3.5524 | 2.1573 | 0.82495 | 0.38866
[11 empty] | 3.6347 |  | 3.6905 | 2.189 | 0.82891 | 0.38853
[11 empty] | 3.6366 |  | 3.8364 | 2.2058 | 0.83217 | 0.3893
[11 empty] | 3.6385 |  | 3.9698 | 2.2045 | 0.83359 | 0.39081
[11 empty] | 3.6404 |  | 4.0604 | 2.1842 | 0.83212 | 0.39275
[11 empty] | 3.6423 |  | 4.0968 | 2.1464 | 0.8278 | 0.39413
[11 empty] | 3.6442 |  | 4.0834 | 2.0912 | 0.82105 | 0.39426
[11 empty] | 3.6461 |  | 4.0267 | 2.0221 | 0.81238 | 0.39296
[11 empty] | 3.648 |  | 3.9342 | 1.9462 | 0.80169 | 0.38978
[11 empty] | 3.6499 |  | 3.8145 | 1.8771 | 0.79116 | 0.38571
[11 empty] | 3.6518 |  | 3.6857 | 1.8207 | 0.78307 | 0.3818
[11 empty] | 3.6537 |  | 3.5732 | 1.7789 | 0.77798 | 0.37785
[11 empty] | 3.6556 |  | 3.4976 | 1.7548 | 0.77712 | 0.37399
[11 empty] | 3.6575 |  | 3.4815 | 1.7539 | 0.78129 | 0.37005
[11 empty] | 3.6594 |  | 3.5206 | 1.7758 | 0.78974 | 0.36652
[11 empty] | 3.6613 |  | 3.5973 | 1.8094 | 0.79981 | 0.36403
[11 empty] | 3.6632 |  | 3.7029 | 1.8431 | 0.80997 | 0.36271
[11 empty] | 3.6651 |  | 3.8352 | 1.8697 | 0.81902 | 0.36219
[11 empty] | 3.667 |  | 3.9816 | 1.8843 | 0.82702 | 0.36279
[11 empty] | 3.6689 |  | 4.1199 | 1.8861 | 0.8333 | 0.36459
[11 empty] | 3.6708 |  | 4.2208 | 1.8736 | 0.83609 | 0.36771
[11 empty] | 3.6727 |  | 4.265 | 1.8459 | 0.8339 | 0.37138
[11 empty] | 3.6746 |  | 4.2484 | 1.8027 | 0.8276 | 0.37453
[11 empty] | 3.6765 |  | 4.1744 | 1.7447 | 0.81818 | 0.37668
[11 empty] | 3.6784 |  | 4.0557 | 1.6792 | 0.80649 | 0.37739
[11 empty] | 3.6803 |  | 3.9097 | 1.6163 | 0.79357 | 0.37633
[11 empty] | 3.6822 |  | 3.7574 | 1.566 | 0.78217 | 0.3745
[11 empty] | 3.6841 |  | 3.6266 | 1.5333 | 0.7738 | 0.37232
[11 empty] | 3.686 |  | 3.5401 | 1.5165 | 0.76845 | 0.36988
[11 empty] | 3.6879 |  | 3.5159 | 1.5192 | 0.76588 | 0.36717
[11 empty] | 3.6898 |  | 3.5537 | 1.5451 | 0.76712 | 0.36405
[11 empty] | 3.6917 |  | 3.6425 | 1.5922 | 0.772 | 0.36113
[11 empty] | 3.6936 |  | 3.7625 | 1.6494 | 0.77905 | 0.35878
[11 empty] | 3.6955 |  | 3.9088 | 1.7007 | 0.78598 | 0.35691
[11 empty] | 3.6974 |  | 4.0779 | 1.7357 | 0.79206 | 0.35546
[11 empty] | 3.6993 |  | 4.2449 | 1.7525 | 0.79761 | 0.35486
[11 empty] | 3.7012 |  | 4.372 | 1.7487 | 0.80124 | 0.35562
[11 empty] | 3.7031 |  | 4.4372 | 1.727 | 0.80117 | 0.35725
[11 empty] | 3.705 |  | 4.4363 | 1.6895 | 0.7977 | 0.35918
[11 empty] | 3.7069 |  | 4.376 | 1.6382 | 0.79098 | 0.36103
[11 empty] | 3.7088 |  | 4.2619 | 1.5776 | 0.78193 | 0.36215
[11 empty] | 3.7107 |  | 4.1023 | 1.5134 | 0.77083 | 0.36187
[11 empty] | 3.7126 |  | 3.923 | 1.4546 | 0.75942 | 0.36039
[11 empty] | 3.7145 |  | 3.7563 | 1.4122 | 0.74905 | 0.35869
[11 empty] | 3.7164 |  | 3.6248 | 1.3892 | 0.74141 | 0.35725
[11 empty] | 3.7183 |  | 3.5445 | 1.3903 | 0.73726 | 0.35592
[11 empty] | 3.7202 |  | 3.534 | 1.418 | 0.73701 | 0.35455
[11 empty] | 3.7221 |  | 3.5792 | 1.47 | 0.74206 | 0.35341
[11 empty] | 3.724 |  | 3.6553 | 1.5349 | 0.74957 | 0.35227
[11 empty] | 3.7259 |  | 3.7559 | 1.5969 | 0.75715 | 0.35099
[11 empty] | 3.7278 |  | 3.8808 | 1.6468 | 0.76295 | 0.34987
[11 empty] | 3.7297 |  | 4.0174 | 1.6799 | 0.76744 | 0.34937
[11 empty] | 3.7316 |  | 4.1345 | 1.6945 | 0.77009 | 0.35016
[11 empty] | 3.7335 |  | 4.212 | 1.6933 | 0.77012 | 0.35238
[11 empty] | 3.7354 |  | 4.2401 | 1.6765 | 0.76657 | 0.35548
[11 empty] | 3.7373 |  | 4.2178 | 1.6455 | 0.75863 | 0.35853
[11 empty] | 3.7392 |  | 4.1517 | 1.604 | 0.74748 | 0.36131
[11 empty] | 3.7411 |  | 4.0523 | 1.5568 | 0.73395 | 0.36289
[11 empty] | 3.743 |  | 3.9315 | 1.5118 | 0.71966 | 0.36297
[11 empty] | 3.7449 |  | 3.8078 | 1.4769 | 0.70765 | 0.36225
[11 empty] | 3.7468 |  | 3.7039 | 1.453 | 0.69884 | 0.36102
[11 empty] | 3.7487 |  | 3.6352 | 1.4423 | 0.69443 | 0.35965
[11 empty] | 3.7506 |  | 3.6181 | 1.452 | 0.6959 | 0.35832
[11 empty] | 3.7525 |  | 3.6586 | 1.4852 | 0.70324 | 0.357
[11 empty] | 3.7544 |  | 3.7456 | 1.5377 | 0.71548 | 0.35592
[11 empty] | 3.7563 |  | 3.8596 | 1.5925 | 0.72914 | 0.35493
[11 empty] | 3.7582 |  | 3.9865 | 1.6367 | 0.74055 | 0.35361
[11 empty] | 3.7601 |  | 4.1239 | 1.6651 | 0.74963 | 0.35239
[11 empty] | 3.762 |  | 4.2603 | 1.6789 | 0.75733 | 0.35195
[11 empty] | 3.7639 |  | 4.3636 | 1.6774 | 0.76272 | 0.35259
[11 empty] | 3.7658 |  | 4.415 | 1.6607 | 0.76438 | 0.35438
[11 empty] | 3.7677 |  | 4.4135 | 1.6311 | 0.7619 | 0.35715
[11 empty] | 3.7696 |  | 4.3649 | 1.5893 | 0.75536 | 0.36033
[11 empty] | 3.7715 |  | 4.2767 | 1.539 | 0.74472 | 0.36314
[11 empty] | 3.7734 |  | 4.155 | 1.4868 | 0.73068 | 0.36464
[11 empty] | 3.7753 |  | 4.0109 | 1.4459 | 0.71608 | 0.36507
[11 empty] | 3.7772 |  | 3.8675 | 1.4197 | 0.70375 | 0.36514
[11 empty] | 3.7791 |  | 3.7498 | 1.4087 | 0.69527 | 0.36512
[11 empty] | 3.781 |  | 3.6747 | 1.4149 | 0.69145 | 0.36506
[11 empty] | 3.7829 |  | 3.6635 | 1.4462 | 0.69241 | 0.36497
[11 empty] | 3.7848 |  | 3.7163 | 1.5012 | 0.69809 | 0.36479
[11 empty] | 3.7867 |  | 3.8101 | 1.5686 | 0.7074 | 0.36442
[11 empty] | 3.7886 |  | 3.9425 | 1.6311 | 0.71705 | 0.3636
[11 empty] | 3.7905 |  | 4.1056 | 1.679 | 0.72536 | 0.3622
[11 empty] | 3.7924 |  | 4.2773 | 1.7086 | 0.73229 | 0.36104
[11 empty] | 3.7943 |  | 4.4238 | 1.7189 | 0.73793 | 0.3606
[11 empty] | 3.7962 |  | 4.5173 | 1.7115 | 0.74126 | 0.36088
[11 empty] | 3.7981 |  | 4.55 | 1.6875 | 0.74115 | 0.3614
[11 empty] | 3.8 |  | 4.5295 | 1.6498 |  | 0.36227
[11 empty] | 3.8019 |  | 4.4611 | 1.6031 |  | 0.36317
[11 empty] | 3.8038 |  | 4.3537 | 1.5529 |  | 0.36328
[11 empty] | 3.8057 |  | 4.2179 | 1.5086 |  | 0.36223
[11 empty] | 3.8076 |  |  | 1.4787 |  | 0.36057
[11 empty] | 3.8095 |  |  | 1.4679 |  | 0.35903
[11 empty] | 3.8114 |  |  | 1.4771 |  | 0.35786
[11 empty] | 3.8133 |  |  | 1.509 |  | 0.35698
[11 empty] | 3.8152 |  |  | 1.5645 |  | 0.35627
[11 empty] | 3.8171 |  |  | 1.6358 |  | 0.35551
[11 empty] | 3.819 |  |  | 1.7072 |  | 0.35454
[11 empty] | 3.8209 |  |  | 1.7689 |  | 0.35289
[11 empty] | 3.8228 |  |  | 1.8162 |  | 0.35152
[11 empty] | 3.8247 |  |  | 1.8451 |  | 0.3511
[11 empty] | 3.8266 |  |  | 1.8548 |  | 0.35109
[11 empty] | 3.8285 |  |  | 1.8476 |  | 0.35047
[11 empty] | 3.8304 |  |  | 1.8252 |  | 0.3491
[11 empty] | 3.8323 |  |  | 1.7901 |  | 0.34736
[11 empty] | 3.8342 |  |  | 1.7451 |  | 0.34493
[11 empty] | 3.8361 |  |  | 1.6947 |  | 0.34119
[11 empty] | 3.838 |  |  | 1.652 |  | 0.33668
[11 empty] | 3.8399 |  |  | 1.6245 |  | 0.33207
[11 empty] | 3.8418 |  |  | 1.6139 |  | 0.32775
[11 empty] | 3.8437 |  |  | 1.6252 |  | 0.32382
[11 empty] | 3.8456 |  |  | 1.6576 |  | 0.32017
[11 empty] | 3.8475 |  |  | 1.7071 |  | 0.31682
[11 empty] | 3.8494 |  |  | 1.7631 |  | 0.31369
[11 empty] | 3.8513 |  |  | 1.8116 |  | 0.31027
[11 empty] | 3.8532 |  |  | 1.8472 |  | 0.30649
[11 empty] | 3.8551 |  |  | 1.8694 |  | 0.30342
[11 empty] | 3.857 |  |  | 1.8756 |  | 0.30126
[11 empty] | 3.8589 |  |  | 1.8679 |  | 0.29954
[11 empty] | 3.8608 |  |  | 1.847 |  | 0.29783
[11 empty] | 3.8627 |  |  | 1.8131 |  | 0.29602
[11 empty] | 3.8646 |  |  | 1.7703 |  | 0.29403
[11 empty] | 3.8665 |  |  | 1.7225 |  | 0.29139
[11 empty] | 3.8684 |  |  | 1.6798 |  | 0.28787
[11 empty] | 3.8703 |  |  | 1.6506 |  | 0.28412
[11 empty] | 3.8722 |  |  | 1.6376 |  | 0.2805
[11 empty] | 3.8741 |  |  | 1.6382 |  | 0.27695
[11 empty] | 3.876 |  |  | 1.6558 |  | 0.27356
[11 empty] | 3.8779 |  |  | 1.6875 |  | 0.27051
[11 empty] | 3.8798 |  |  | 1.7233 |  | 0.26762
[11 empty] | 3.8817 |  |  | 1.7527 |  | 0.26457
[11 empty] | 3.8836 |  |  | 1.769 |  | 0.26113
[11 empty] | 3.8855 |  |  | 1.7703 |  | 0.25772
[11 empty] | 3.8874 |  |  | 1.7585 |  | 0.25509
[11 empty] | 3.8893 |  |  | 1.7336 |  | 0.25293
[11 empty] | 3.8912 |  |  | 1.6972 |  | 0.25095
[11 empty] | 3.8931 |  |  | 1.6515 |  | 0.24929
[11 empty] | 3.895 |  |  | 1.5987 |  | 0.24804
[11 empty] | 3.8969 |  |  | 1.5427 |  | 0.24669
[11 empty] | 3.8988 |  |  | 1.4876 |  | 0.24453
[11 empty] | 3.9007 |  |  | 1.4419 |  | 0.24213
[11 empty] | 3.9026 |  |  | 1.4106 |  | 0.2401
[11 empty] | 3.9045 |  |  | 1.3934 |  | 0.2386
[11 empty] | 3.9064 |  |  | 1.3929 |  | 0.23757
[11 empty] | 3.9083 |  |  | 1.4116 |  | 0.23679
[11 empty] | 3.9102 |  |  | 1.4436 |  | 0.23606
[11 empty] | 3.9121 |  |  | 1.4778 |  | 0.23535
[11 empty] | 3.914 |  |  | 1.5028 |  | 0.23407
[11 empty] | 3.9159 |  |  | 1.5159 |  | 0.23253
[11 empty] | 3.9178 |  |  | 1.5179 |  | 0.23171
[11 empty] | 3.9197 |  |  | 1.509 |  | 0.2316
[11 empty] | 3.9216 |  |  | 1.4896 |  | 0.23174
[11 empty] | 3.9235 |  |  | 1.4594 |  | 0.23187
[11 empty] | 3.9254 |  |  | 1.4197 |  | 0.23242
[11 empty] | 3.9273 |  |  | 1.374 |  | 0.2334
[11 empty] | 3.9292 |  |  | 1.3262 |  | 0.23425
[11 empty] | 3.9311 |  |  | 1.2832 |  | 0.23493
[11 empty] | 3.933 |  |  | 1.2515 |  | 0.23561
[11 empty] | 3.9349 |  |  | 1.2318 |  | 0.23649
[11 empty] | 3.9368 |  |  | 1.2253 |  | 0.23759
[11 empty] | 3.9387 |  |  | 1.2355 |  | 0.23833
[11 empty] | 3.9406 |  |  | 1.2634 |  | 0.23882
[11 empty] | 3.9425 |  |  | 1.3005 |  | 0.23903
[11 empty] | 3.9444 |  |  | 1.3347 |  | 0.23865
[11 empty] | 3.9463 |  |  | 1.3636 |  | 0.23761
[11 empty] | 3.9482 |  |  | 1.3859 |  | 0.23659
[11 empty] | 3.9501 |  |  | 1.3994 |  | 0.23598
[11 empty] | 3.952 |  |  | 1.4039 |  | 0.23548
[11 empty] | 3.9539 |  |  | 1.3977 |  | 0.23461
[11 empty] | 3.9558 |  |  | 1.3806 |  | 0.23373
[11 empty] | 3.9577 |  |  | 1.3553 |  | 0.2332
[11 empty] | 3.9596 |  |  | 1.3266 |  | 0.23267
[11 empty] | 3.9615 |  |  | 1.2979 |  | 0.23182
[11 empty] | 3.9634 |  |  | 1.2742 |  | 0.23103
[11 empty] | 3.9653 |  |  | 1.2572 |  | 0.23058
[11 empty] | 3.9672 |  |  | 1.2498 |  | 0.23056
[11 empty] | 3.9691 |  |  | 1.2566 |  | 0.23066
[11 empty] | 3.971 |  |  | 1.2818 |  | 0.2306
[11 empty] | 3.9729 |  |  | 1.3224 |  | 0.23061
[11 empty] | 3.9748 |  |  | 1.3659 |  | 0.23059
[11 empty] | 3.9767 |  |  | 1.4034 |  | 0.23025
[11 empty] | 3.9786 |  |  | 1.4317 |  | 0.22977
[11 empty] | 3.9805 |  |  | 1.4514 |  | 0.22947
[11 empty] | 3.9824 |  |  | 1.4618 |  | 0.22922
[11 empty] | 3.9843 |  |  | 1.4645 |  | 0.22884
[11 empty] | 3.9862 |  |  | 1.457 |  | 0.22814
[11 empty] | 3.9881 |  |  | 1.4375 |  | 0.22759
[11 empty] | 3.99 |  |  | 1.4078 |  | 0.22741
[11 empty] | 3.9919 |  |  | 1.3716 |  | 0.22727
[11 empty] | 3.9938 |  |  | 1.3371 |  | 0.22725
[11 empty] | 3.9957 |  |  | 1.3107 |  | 0.22752
[11 empty] | 3.9976 |  |  | 1.295 |  | 0.22812
[11 empty] | 3.9995 |  |  | 1.2929 |  | 0.22923
[11 empty] | 4.0014 |  |  | 1.31 |  | 0.23035
[11 empty] | 4.0033 |  |  | 1.3451 |  | 0.23134
[11 empty] | 4.0052 |  |  | 1.392 |  | 0.23223
[11 empty] | 4.0071 |  |  | 1.4406 |  | 0.23283
[11 empty] | 4.009 |  |  | 1.484 |  | 0.23297
[11 empty] | 4.0109 |  |  | 1.5195 |  | 0.23293
[11 empty] | 4.0128 |  |  | 1.5462 |  | 0.23277
[11 empty] | 4.0147 |  |  | 1.564 |  | 0.23215
[11 empty] | 4.0166 |  |  | 1.5694 |  | 0.23079
[11 empty] | 4.0185 |  |  | 1.5597 |  | 0.22917
[11 empty] | 4.0204 |  |  | 1.5373 |  | 0.22796
[11 empty] | 4.0223 |  |  | 1.5055 |  | 0.22718
[11 empty] | 4.0242 |  |  | 1.4677 |  | 0.22666
[11 empty] | 4.0261 |  |  | 1.4332 |  | 0.22666
[11 empty] | 4.028 |  |  | 1.4072 |  | 0.22741
[11 empty] | 4.0299 |  |  | 1.393 |  | 0.22905
[11 empty] | 4.0318 |  |  | 1.3946 |  | 0.23106
[11 empty] | 4.0337 |  |  | 1.413 |  | 0.23315
[11 empty] | 4.0356 |  |  | 1.4441 |  | 0.23518
[11 empty] | 4.0375 |  |  | 1.4787 |  | 0.23702
[11 empty] | 4.0394 |  |  | 1.5104 |  | 0.23822
[11 empty] | 4.0413 |  |  | 1.5371 |  | 0.23888
[11 empty] | 4.0432 |  |  | 1.5604 |  | 0.23919
[11 empty] | 4.0451 |  |  | 1.5801 |  | 0.23909
[11 empty] | 4.047 |  |  | 1.5944 |  | 0.23861
[11 empty] | 4.0489 |  |  | 1.6033 |  | 0.23775
[11 empty] | 4.0508 |  |  | 1.6061 |  | 0.23675
[14 empty] | 1.6045 |  | 0.23601
[14 empty] | 1.6001 |  | 0.23559
[14 empty] | 1.5978 |  | 0.23552
[14 empty] | 1.6034 |  | 0.23621
[14 empty] | 1.6172 |  | 0.23808
[14 empty] | 1.6431 |  | 0.24087
[14 empty] | 1.6852 |  | 0.24347
[14 empty] | 1.7419 |  | 0.24594
[14 empty] | 1.8023 |  | 0.24842
[14 empty] | 1.8562 |  | 0.25059
[14 empty] | 1.9015 |  | 0.25207
[14 empty] | 1.9376 |  | 0.25316
[14 empty] | 1.9646 |  | 0.25414
[14 empty] | 1.9849 |  | 0.25461
[14 empty] | 1.9979 |  | 0.25434
[14 empty] | 2.0019 |  | 0.25351
[14 empty] | 1.9972 |  | 0.25255
[14 empty] | 1.9841 |  | 0.25176
[14 empty] | 1.9665 |  | 0.25134
[14 empty] | 1.9523 |  | 0.25154
[14 empty] | 1.9458 |  | 0.25292
[14 empty] | 1.9505 |  | 0.25569
[14 empty] | 1.9721 |  | 0.25891
[14 empty] | 2.0124 |  | 0.26192
[14 empty] | 2.065 |  | 0.26466
[14 empty] | 2.119 |  | 0.2671
[14 empty] | 2.1655 |  | 0.26901
[14 empty] | 2.2011 |  | 0.27042
[14 empty] | 2.2265 |  | 0.27146
[14 empty] | 2.2424 |  | 0.27211
[14 empty] | 2.2499 |  | 0.27237
[14 empty] | 2.2501 |  | 0.27227
[14 empty] | 2.244 |  | 0.27213
[14 empty] | 2.2325 |  | 0.27229
[14 empty] | 2.2187 |  | 0.27271
[14 empty] | 2.2102 |  | 0.2735
[14 empty] | 2.2104 |  | 0.2752
[14 empty] | 2.2216 |  | 0.27813
[14 empty] | 2.2472 |  | 0.28197
[14 empty] | 2.2914 |  | 0.2862
[14 empty] | 2.3509 |  | 0.29056
[14 empty] | 2.4167 |  | 0.29482
[14 empty] | 2.4821 |  | 0.29859
[14 empty] | 2.5338 |  | 0.30158
[14 empty] | 2.568 |  | 0.30412
[14 empty] | 2.5831 |  | 0.30618
[14 empty] | 2.5796 |  | 0.30775
[14 empty] | 2.5592 |  | 0.30871
[14 empty] | 2.5237 |  | 0.30897
[14 empty] | 2.4773 |  | 0.30909
[14 empty] | 2.4245 |  | 0.30953
[14 empty] | 2.3688 |  | 0.3104
[14 empty] | 2.32 |  | 0.3121
[14 empty] | 2.2839 |  | 0.31533
[14 empty] | 2.2665 |  | 0.32016
[14 empty] | 2.2751 |  | 0.32594
[14 empty] | 2.3118 |  | 0.33212
[14 empty] | 2.3671 |  | 0.33856
[14 empty] | 2.4292 |  | 0.34477
[14 empty] | 2.487 |  | 0.35019
[14 empty] | 2.5351 |  | 0.35483
[14 empty] | 2.5705 |  | 0.35886
[14 empty] | 2.5904 |  | 0.36223
[14 empty] | 2.5932 |  | 0.36488
[14 empty] | 2.5789 |  | 0.36669
[14 empty] | 2.5481 |  | 0.3679
[14 empty] | 2.5028 |  | 0.36917
[14 empty] | 2.4471 |  | 0.37068
[14 empty] | 2.3897 |  | 0.37262
[14 empty] | 2.3379 |  | 0.3758
[14 empty] | 2.2962 |  | 0.38062
[14 empty] | 2.2714 |  | 0.38673
[14 empty] | 2.2695 |  | 0.39367
[14 empty] | 2.2899 |  | 0.40097
[14 empty] | 2.3236 |  | 0.40796
[14 empty] | 2.3623 |  | 0.4141
[14 empty] | 2.3982 |  | 0.41935
[14 empty] | 2.4257 |  | 0.42385
[14 empty] | 2.4421 |  | 0.42753
[14 empty] | 2.4447 |  | 0.43048
[14 empty] | 2.4318 |  | 0.43234
[14 empty] | 2.4023 |  | 0.43288
[14 empty] | 2.357 |  | 0.43272
[14 empty] | 2.2972 |  | 0.43244
[14 empty] | 2.2303 |  | 0.43237
[14 empty] | 2.1667 |  | 0.43321
[14 empty] | 2.1135 |  | 0.43562
[14 empty] | 2.0753 |  | 0.44003
[14 empty] | 2.0559 |  | 0.44606
[14 empty] | 2.0595 |  | 0.45311
[14 empty] | 2.0828 |  | 0.4608
[14 empty] | 2.1157 |  | 0.46848
[14 empty] | 2.1462 |  | 0.47535
[14 empty] | 2.1687 |  | 0.48142
[14 empty] | 2.1815 |  | 0.48656
[14 empty] | 2.1831 |  | 0.49073
[14 empty] | 2.171 |  | 0.49386
[14 empty] | 2.1443 |  | 0.49542
[14 empty] | 2.1024 |  | 0.49553
[14 empty] | 2.047 |  | 0.49477
[14 empty] | 1.9842 |  | 0.49336
[14 empty] | 1.9234 |  | 0.49216
[14 empty] | 1.871 |  | 0.49208
[14 empty] | 1.8298 |  | 0.49382
[14 empty] | 1.8085 |  | 0.49723
[14 empty] | 1.8132 |  | 0.50198
[14 empty] | 1.8444 |  | 0.50785
[14 empty] | 1.8926 |  | 0.51427
[14 empty] | 1.9418 |  | 0.52024
[14 empty] | 1.9828 |  | 0.52531
[14 empty] | 2.0143 |  | 0.52946
[14 empty] | 2.0329 |  | 0.5325
[14 empty] | 2.0376 |  | 0.53449
[14 empty] | 2.0282 |  | 0.53519
[14 empty] | 2.004 |  | 0.5343
[14 empty] | 1.9666 |  | 0.53226
[14 empty] | 1.9191 |  | 0.52943
[14 empty] | 1.868 |  | 0.52631
[14 empty] | 1.819 |  | 0.52384
[14 empty] | 1.7798 |  | 0.52284
[14 empty] | 1.7551 |  | 0.52377
[14 empty] | 1.753 |  | 0.52619
[14 empty] | 1.7772 |  | 0.52956
[14 empty] | 1.8233 |  | 0.53361
[14 empty] | 1.8749 |  | 0.53736
[14 empty] | 1.9204 |  | 0.54004
[14 empty] | 1.9552 |  | 0.5416
[14 empty] | 1.9784 |  | 0.5422
[14 empty] | 1.9873 |  | 0.5419
[14 empty] | 1.98 |  | 0.54056
[14 empty] | 1.9565 |  | 0.53791
[14 empty] | 1.9185 |  | 0.53446
[14 empty] | 1.872 |  | 0.53056
[14 empty] | 1.8239 |  | 0.52587
[14 empty] | 1.7824 |  | 0.52117
[14 empty] | 1.7533 |  | 0.51718
[14 empty] | 1.7397 |  | 0.5147
[14 empty] | 1.7475 |  | 0.51376
[14 empty] | 1.7811 |  | 0.51434
[14 empty] | 1.8394 |  | 0.51623
[14 empty] | 1.9089 |  | 0.51855
[14 empty] | 1.9741 |  | 0.52049
[14 empty] | 2.0269 |  | 0.52163
[14 empty] | 2.0643 |  | 0.52181
[14 empty] | 2.0839 |  | 0.52096
[14 empty] | 2.0842 |  | 0.5193
[14 empty] | 2.0658 |  | 0.51661
[14 empty] | 2.0294 |  | 0.5126
[14 empty] | 1.98 |  | 0.50783
[14 empty] | 1.9212 |  | 0.50258
[14 empty] | 1.8599 |  | 0.49727
[14 empty] | 1.8058 |  | 0.4926
[14 empty] | 1.7671 |  | 0.48918
[14 empty] | 1.7515 |  | 0.48733
[14 empty] | 1.763 |  | 0.48693
[14 empty] | 1.8033 |  | 0.48782
[14 empty] | 1.8615 |  | 0.48946
[14 empty] | 1.9239 |  | 0.49092
[14 empty] | 1.9803 |  | 0.49157
[14 empty] | 2.0255 |  | 0.49141
[14 empty] | 2.0566 |  | 0.49038
[14 empty] | 2.0714 |  | 0.48876
[14 empty] | 2.0687 |  | 0.48648
[14 empty] | 2.0489 |  | 0.48321
[14 empty] | 2.0153 |  | 0.47924
[14 empty] | 1.9723 |  | 0.47476
[14 empty] | 1.9242 |  | 0.46951
[14 empty] | 1.8793 |  | 0.46442
[14 empty] | 1.8447 |  | 0.4604
[14 empty] | 1.8222 |  | 0.45763
[14 empty] | 1.8184 |  | 0.45597
[14 empty] | 1.8373 |  | 0.4551
[14 empty] | 1.8742 |  | 0.45501
[14 empty] | 1.9169 |  | 0.45496
[14 empty] | 1.9543 |  | 0.45457
[14 empty] | 1.9829 |  | 0.45394
[14 empty] | 2.0015 |  | 0.45336
[14 empty] | 2.0062 |  | 0.45278
[14 empty] | 1.9955 |  | 0.45209
[14 empty] | 1.9689 |  | 0.4505
[14 empty] | 1.9289 |  | 0.44792
[14 empty] | 1.8806 |  | 0.44483
[14 empty] | 1.8287 |  | 0.44069
[14 empty] | 1.7829 |  | 0.43576
[14 empty] | 1.7512 |  | 0.43087
[14 empty] | 1.7371 |  | 0.42688
[14 empty] | 1.74 |  | 0.42433
[14 empty] | 1.763 |  | 0.42332
[14 empty] | 1.8045 |  | 0.42362
[14 empty] | 1.8574 |  | 0.42496
[14 empty] | 1.9085 |  | 0.4266
[14 empty] | 1.9478 |  | 0.42817
[14 empty] | 1.9707 |  | 0.42965
[14 empty] | 1.9759 |  | 0.43107
[14 empty] | 1.9642 |  | 0.43238
[14 empty] | 1.9373 |  | 0.43304
[14 empty] | 1.8976 |  | 0.4323
[14 empty] | 1.8514 |  | 0.43044
[14 empty] | 1.8042 |  | 0.42735
[14 empty] | 1.7602 |  | 0.42272
[14 empty] | 1.7267 |  | 0.41785
[14 empty] | 1.7104 |  | 0.41412
[14 empty] | 1.7098 |  | 0.41249
[14 empty] | 1.7268 |  | 0.41294
[14 empty] | 1.7633 |  | 0.41515
[14 empty] | 1.8145 |  | 0.41885
[14 empty] | 1.8684 |  | 0.4233
[14 empty] | 1.9152 |  | 0.42777
[14 empty] | 1.9502 |  | 0.43186
[14 empty] | 1.973 |  | 0.43556
[14 empty] | 1.982 |  | 0.43893
[14 empty] | 1.9761 |  | 0.44163
[14 empty] | 1.9566 |  | 0.44303
[14 empty] | 1.9255 |  | 0.44293
[14 empty] | 1.8884 |  | 0.44138
[14 empty] | 1.8508 |  | 0.43809
[14 empty] | 1.817 |  | 0.43365
[14 empty] | 1.7901 |  | 0.42949
[14 empty] | 1.7711 |  | 0.42639
[14 empty] | 1.7664 |  | 0.42508
[14 empty] | 1.7842 |  | 0.42612
[14 empty] | 1.824 |  | 0.42926
[14 empty] | 1.8764 |  | 0.43379
[14 empty] | 1.9269 |  | 0.43896
[14 empty] | 1.968 |  | 0.44422
[14 empty] | 1.9957 |  | 0.44928
[14 empty] | 2.0073 |  | 0.45436
[14 empty] | 2.0027 |  | 0.45947
[14 empty] | 1.9813 |  | 0.46392
[14 empty] | 1.9448 |  | 0.46703
[14 empty] | 1.8987 |  | 0.46902
[14 empty] | 1.847 |  | 0.46979
[14 empty] | 1.794 |  | 0.46899
[14 empty] | 1.7476 |  | 0.46818
[14 empty] | 1.7115 |  | 0.46814
[14 empty] | 1.6874 |  | 0.46952
[14 empty] | 1.6827 |  | 0.47285
[14 empty] | 1.7008 |  | 0.47838
[14 empty] | 1.737 |  | 0.48596
[14 empty] | 1.7758 |  | 0.49465
[14 empty] | 1.8055 |  | 0.50381
[14 empty] | 1.8224 |  | 0.51317
[14 empty] | 1.8257 |  | 0.52261
[14 empty] | 1.8151 |  | 0.53212
[14 empty] | 1.7906 |  | 0.54105
[14 empty] | 1.7525 |  | 0.5487
1.7019
1.6442
1.585
1.5336
1.4945
1.4679
1.458
1.4675
1.4936
1.5252
1.55
1.5624
1.563
1.5531
1.5346
1.5068
1.4672
1.4177
1.3645
1.3145
1.2764
1.2533
1.2443
1.2509
1.273
1.3026
1.3265
1.3386
1.337
1.3231
1.2979
1.2602
1.2101
1.1484
1.0761
0.99969
0.93095
0.8783
0.84246
0.8295
0.84365
0.8782
0.91962
0.95842
0.99212
1.022
1.0483
1.0699
1.085
1.0921
1.0912
1.0833
1.0743
1.0718
1.0785
1.0971
1.1325
1.1855
1.2479
1.3038
1.3469
1.3764
1.3943
1.4028
1.4023
1.3929
1.375
1.3507
1.3251
1.3086
1.3071
1.3221
1.3577
1.4168
1.4952
1.5788
1.6555
1.7213
1.7751
1.8149
1.8407
1.8517
1.8469
1.8276
1.7993
1.7756
1.7624
1.7612
1.7744
1.8073
1.8609
1.9235
1.9815
2.0295
2.0653
2.0883
2.0992
2.0978
2.083
2.0537
2.0143
1.9757
1.9475
1.9336
1.9329
1.949
1.9821
2.0271
2.0749
2.1142
2.1396
2.1507
2.1484
2.1323
2.104
2.0661
2.0222
1.9769
1.9403
1.9192
1.9146
1.926
1.9544
1.9976
2.0443
2.0834
2.1125
2.132
2.1412
2.1407
2.1296
2.1089
2.0819
2.0521
2.0246
2.0078
2.0041
2.0117
2.0369
2.0762
2.122
2.1652
2.1971
2.2159
2.2226
2.2164
2.1967
2.1647
2.1227
2.073
2.0192
1.9702
1.9338
1.913
1.9141
1.9399
1.987
2.0462
2.1061
2.1566
2.194
2.2173
2.2247
2.2158
2.191
2.1546
2.1087
2.0595
2.0138
1.9756
1.9483
1.9384
1.9504
1.9785
2.0149
2.0509
2.0774
2.0942
2.0982
2.0888
2.0672
2.035
1.9944
1.9503
1.9106
1.8784
1.8545
1.8447
1.8547
1.8828
1.9205
1.9562
1.9806
1.9911
1.987
1.9695
1.9391
1.8961
1.8436
1.7848
1.731
1.6865
1.6528
1.6326
1.6318
1.6522
1.6866
1.727
1.7661
1.796
1.8132
1.8143
1.7983
1.7669
1.7227
1.6692
1.6132
1.5632
1.5261
1.5052
1.5029
1.5214
1.5594
1.61
1.6611
1.7031
1.7344
1.7525
1.7556
1.7423
1.7132
1.6717
1.625
1.5828
1.5525
1.5388
1.5438
1.5693
1.6164
1.6784
1.7394
1.7902
1.8278
1.8513
1.8603
1.8531
1.8314
1.7981
1.7573
1.7144
1.6791
1.6555
1.6459
1.6527
1.6775
1.72
1.7692
1.8149
1.8522
1.8788
1.8918
1.8909
1.8758
1.8475
1.8116
1.7708
1.7326
1.7044
1.6898
1.6901
1.7081
1.7446
1.7939
1.8419
1.881
1.9094
1.9256
1.9297
1.922
1.9025
1.8749
1.8444
1.8146
1.792
1.7781
1.7729
1.7804
1.8036
1.8403
1.8824
1.9207
1.9494
1.9677
1.9744
1.9685
1.9505
1.9231
1.891
1.8592
1.8341
1.8196
1.8165
1.8241
1.8447
1.8805
1.923
1.9604
1.9885
2.0051
2.009
2.0002
1.9776
1.9421
1.899
1.8537
1.8088
1.7699
1.7425
1.7284
1.7296
1.7482
1.7818
1.8207
1.8553
1.88
1.8943
1.8961
1.8848
1.86
1.8242
1.7832
1.7403
1.7017
1.6744
1.6602
1.6588
1.6731
1.7022
1.7388
1.7742
1.8049
1.83
1.8476
1.8575
1.8575
1.846
1.8272
1.8069
1.7888
1.776
1.77
1.7731
1.7895
1.8231
1.869
1.9123
1.9491
1.9788
2.0014
2.0163
2.0223
2.0187
2.0046
1.9825
1.9551
1.9297
1.9112
1.9013
1.9048
1.9279
1.9716
2.0272
2.0822
2.1317
2.1737
2.2063
2.2287
2.2384
2.2349
2.2206
2.1996
2.1797
2.1669
2.164
2.174
2.2007
2.245
2.3016
2.3572
2.4044
2.4414
2.4678
2.4848
2.4901
2.4838
2.4664
2.4411
2.4131
2.3922
2.3825
2.3853
2.4063
2.4447
2.4949
2.5486
2.5933
2.625
2.6446
2.6505
2.6443
2.6253
2.5921
2.5476
2.4963
2.4501
2.4188
2.4049
2.4072
2.4291
2.4658
2.5077
2.5459
2.5737
2.591
2.6002
2.5985
2.5839
2.5576
2.5198
2.474
2.4282
2.3909
2.3666
2.3578
2.3664
2.3937
2.4329
2.4746
2.5065
2.5255
2.5325
2.5247
2.5008
2.4615
2.4105
2.3519
2.2895
2.2321
2.1899
2.1662
2.1609
2.1758
2.2111
2.2595
2.3093
2.3524
2.3836
2.401
2.4044
2.3912
2.362
2.3168
2.2597
2.2005
2.1506
2.113
2.0895
2.0878
2.1122
2.1566
2.2076
2.2497
2.2772
2.2908
2.2902
2.2744
2.2419
2.1927
2.1284
2.055
1.9877
1.931
1.8875
1.8651
1.8711
1.9026
1.9491
1.9954
2.0298
2.0482
2.0483
2.0295
1.9912
1.9344
1.8624
1.78
1.6964
1.6255
1.5725
1.5406
1.533
1.5518
1.5918
1.6383
1.676
1.696
1.7011
1.6897
1.6615
1.6196
1.5666
1.5058
1.4421
1.388
1.3523
1.3389
1.3505
1.3935
1.4633
1.5463
1.626
1.6906
1.735
1.7589
1.7656
1.7559
1.7312
1.6949
1.6518
1.6107
1.5828
1.5745
1.5863
1.6244
1.6895
1.7725
1.8626
1.9427
2.0021
2.0378
2.0495
2.0395
2.0116
1.97
1.9183
1.8645
1.8226
1.7991
1.7981
1.8222
1.8714
1.9393
2.014
2.0815
2.1291
2.1544
2.1591
2.1466
2.1199
2.0819
2.0379
1.9935
1.9568
1.9368
1.9351
1.9505
1.9849
2.0372
2.0998
2.159
2.204
2.2302
2.2367
𝐿=0.1 ∗ 𝜌 ∗ 𝑉^2 ∗𝑆 ∗𝑟 ∗𝐶𝑚
where we assumed the velocity of turbine less than the velocity of engine by 20%.
Anaual frequency of wind, depend on the geografic area the in it will install the turbine, and you can get it from the internet, what i entered here was just a guss based on that you said the middle velocity speed you have it in you area is 13-14 m/s, so i give this velocity the highest predsent 70%. make sure alsso that the sum of the values are equal 1.

## Explenations
Anaual Frequency of wind %
about the formula of the engine
is the percentage of repetition of one speed in a year, for example: in your zone, the middle velocity along the year is 13-14 m/s, but there are other velocities throw the year that can occur, and we can say thet the percentage of coming 13-14 m/s is for example 75% in the year and the 25% goes for the other velocities, ex 5 m/s or 1 m/s or even 16 m/s.
this fomula i get it from one reference, to be ohnest i forget which one was, i will try to find it as soon as i can, see the attached picture about the parameters of an engine like the parameters i get in our calculations:
KE – Back EMF Constant
1 v / krpm = 9.5493 x 10-3 volt per rad / s
Back EMF –This is the ratio of generated output voltage to driven spee.d.
RL: Resistanc.